## Specifications
Model | parameter's name | type | code | value
General
| Name (opt) | string | name | simple_model
| Start of simulation | datetime | model_start | 2025-01-01
| End of simulation | datetime | model_end | 2030-01-01
| Discount Rate | float | discount_rate
| Discount Year of Reference | datetime | discount_year
| Ecomomic Representation | bool | use_economic_representation | FALSE
| Milestone Years | bool | use_milestone_years | FALSE
Operation
| Linear operation | bool | NaM_linear_op | TRUE
| Name (opt) | string | name | operation2025
| Resolution | duration | resolution | 1M
| Start | datetime | block_start | 2025-01-01
| End | datetime | block_end | 2030-01-01
| Representative days (opt) | bool | NaM_Representative_days | FALSE
Economic
| Investment | bool | NaM_invstmt_bool | TRUE
| Single time | bool | NaM_invstmt_sgl_bool | TRUE
| Name (opt) | string | name | simple_investment
| Occurrence date | datetime | block_start | 2025-01-01
| Multi year | bool | NaM_invstmt_multi_bool | FALSE
| Name (opt) | string | name
| 1st occurrence date | datetime | block_start | 2025-01-01
| Last possible occurrence date | datetime | block_end | 2030-01-01
| Horizon of occurrences | duration | resolution | 5Y
CO2
| CO2 in the model | bool | NaM_CO2_bool | TRUE
| Level of integration of CO2 "Storage" Node | string | NaM_CO2_state_lvl | Building
| Maximum total CO2 emissions | kg | node_state_cap
| Maximal emissions per unit of time | kg / time unit |  | Later alligator

## Storages
Production Units - Number |  |  | 1 | 2 | 3 | 4 | 5 | 6 | 7 | 8 | 9 | 10 | 11 | 12 | 13 | 14 | 15 | 16 | 17 | 18 | 19 | 20
Name | string | name | 1: Solid State; 2: Li-ion Battery; 3: Heat storage
Commodity | [] | NaM_stored_commodity | 1: Electricity; 2: Electricity; 3: Heat
District / Building scale | [] | NaM_scale | 1: District level; 2: Building level; 3: Building level
Capacity | kWh | node_state_cap(node) | 1: 15000; 2: 40; 3: 20
Round Trip efficiency | % | fix_ratio_out_in_unit_flow(unit__node__node) | 1: 90%; 2: 85%; 3: 99%
Self discharge | % / time unit | frac_state_loss(node) | 1: 99.5%; 2: 99%; 3: 97%
Fixed operation/maintenance costs | CHF/kW/h | fom_cost(unit) | 1: 0.0011416
Rating power | bar: 1 to 3
Capacity INPUT | kW | unit_capacity(unit__from_commodity) | 1: 300; 2: 2
Capacity OUTPUT | kW | unit_capacity(unit__to_commodity) | 1: 200; 2: 2
Investments | bar: 1 to 3
Investment Cost | CHF | _investment_cost(unit_or_node) | 1: 600000; 2: 600; 3: 250
Economic lifetime | duration | _investment_econ_lifetime(unit_and_node) | 1: 20Y; 2: 15Y; 3: 15Y
Technical lifetime | duration | _investment_tech_lifetime(unit_and_node) | 1: 20Y; 2: 15Y; 3: 15Y
Investment type | [] | NaM_investment_variable_type(unit_and_node) | 1: Continuous; 2: Continuous; 3: Continuous
Investment type | string_special | _investment_variable_type(unit_and_node) | 1: _investment_variable_type_continuous; 2: _investment_variable_type_continuous; 3: _investment_variable_type_continuous
Advanced (opt) | bar: 1 to 3
Start-up cost | CHF/startup | start_up_cost(unit)
Shutdown cost | CHF/shutdown | shut_down_cost(unit)
Minimum up time | duration | min_up_time(unit)
Minimum down time | duration | min_down_time(unit)
Ramp up limit (INPUT) | % / time unit | ramp_up_limit(unit__from_commodity)
Ramp down limit (INPUT) | % / time unit | ramp_down_limit(unit__from_commodity)
Ramp up limit (OUTPUT) | % / time unit | ramp_up_limit(unit__to_commodity)
Ramp down limit (OUTPUT) | % / time unit | ramp_down_limit(unit__to_commodity)
Discount rate (technology specific) | rate | _discount_rate_technology_specific(unit_and_node) | 1: 0.02
Decommissionning cost | CHF | _decommissioning_cost(unit_or_node)
Decommissionning time | duration | _decommissioning_time(unit_and_node)
Lead time | duration | _lead_time(unit_and_node)

## Units
Production Units - Number |  |  | 1 | 2 | 3 | 4 | 5 | 6 | 7 | 8 | 9 | 10 | 11 | 12 | 13 | 14 | 15 | 16 | 17 | 18 | 19 | 20
Name | string | name | 1: Solar Panel; 2: Combined Heat Power Gas; 3: Heat Pump; 4: Gas Boiler; 5: Electricity Export; 6: Electricity Import
Input commodity 1 | [] | NaM_unit__from_node1 | 2: Gas; 3: Electricity; 4: Gas; 5: Electricity
Input commodity 2 | [] | NaM_unit__from_node2
Input commodity 3 | [] | NaM_unit__from_node3
Output commodity 1 | [] | NaM_unit__to_node1 | 1: Electricity; 2: Heat; 3: Heat; 4: Heat; 6: Electricity
Output commodity 2 | [] | NaM_unit__to_node2 | 2: Electricity
Output commodity 3 | [] | NaM_unit__to_node3
District / Building scale | [] | NaM_scale | 1: Building level; 2: District level; 3: Building level; 4: Building level; 5: District level; 6: District level
CO2 production | [kg CO2 / kWh] | NaM_emission | 1: 0; 2: 0.08; 3: 0; 4: 0.198; 5: -0.099; 6: 0.099
Fixed operation/maintenance costs | CHF/kW/h | fom_cost
Investments | bool_investment | bar: 1 to 8
Investment Cost | CHF | unit_investment_cost | 1: 2500000; 2: 250000; 3: 4000; 4: 5000
Economic lifetime | duration | unit_investment_econ_lifetime | 1: 12Y; 2: 10Y; 3: 25Y; 4: 25Y
Technical lifetime | duration | unit_investment_tech_lifetime | 1: 12Y; 2: 10Y; 3: 25Y; 4: 25Y
Investment type | [] | NaM_unit_investment_variable_type | 1: Continuous; 2: Continuous; 3: Continuous; 4: Continuous
Investment type | [] | unit_investment_variable_type | 1: unit_investment_variable_type_continuous; 2: unit_investment_variable_type_continuous; 3: unit_investment_variable_type_continuous; 4: unit_investment_variable_type_continuous
Discount rate (technology specific) | rate | unit_discount_rate_technology_specific
Decommissionning cost | CHF | unit_decommissioning_cost
Decommissionning time | duration | unit_decommissioning_time
Lead time | duration | unit_lead_time
Efficiencies (input commodity to output commodity) | bar: 1 to 8
Efficiency 1 → 1 | % | fix_ratio_out_in_unit_flow(from_node1to_node1) | 2: 50%; 3: 300%; 4: 98%
Efficiency 1 → 2 | % | fix_ratio_out_in_unit_flow(from_node1to_node2) | 2: 55%
Efficiency 1 → 3 | % | fix_ratio_out_in_unit_flow(from_node1to_node3)
Efficiency 2 → 1 | % | fix_ratio_out_in_unit_flow(from_node2to_node1)
Efficiency 2 → 2 | % | fix_ratio_out_in_unit_flow(from_node2to_node2)
Efficiency 2 → 3 | % | fix_ratio_out_in_unit_flow(from_node2to_node3)
Efficiency 3 → 1 | % | fix_ratio_out_in_unit_flow(from_node3to_node1)
Efficiency 3 → 2 | % | fix_ratio_out_in_unit_flow(from_node3to_node2)
Efficiency 3 → 3 | % | fix_ratio_out_in_unit_flow(from_node3to_node3)
Capacities | bar: 1 to 8
Capacity INPUT 1 | kW | unit_capacity(unit__from_node1) | 4: 50; 5: 20000
Capacity INPUT 2 | kW | unit_capacity(unit__from_node2)
Capacity INPUT 3 | kW | unit_capacity(unit__from_node3)
Capacity OUTPUT 1 | kW | unit_capacity(unit__to_node1) | 1: 5; 2: 250; 3: 50; 6: 20000
Capacity OUTPUT 2 | kW | unit_capacity(unit__to_node2) | 2: 300
Capacity OUTPUT 3 | kW | unit_capacity(unit__to_node3)
Advanced technical | bar: 1 to 8
Start-up cost | CHF/startup | start_up_cost
Shutdown cost | CHF/shutdown | shut_down_cost
Minimum up time | duration | min_up_time
Minimum down time | duration | min_down_time
Ramping limit (to commodity) | bar: 1 to 8
Ramp up limit OUT1 | % / time unit | ramp_up_limit(unit__to_node1)
Ramp down limit OUT1 | % / time unit | ramp_down_limit(unit__to_node1)
Ramp up limit OUT2 | % / time unit | ramp_up_limit(unit__to_node2)
Ramp down limit OUT2 | % / time unit | ramp_down_limit(unit__to_node2)
Ramp up limit OUT3 | % / time unit | ramp_up_limit(unit__to_node3)
Ramp down limit OUT3 | % / time unit | ramp_down_limit(unit__to_node3)

## Building types
Building Number | 1 | 2 | 3 | 4 | 5 | 6 | 7 | 8 | 9 | 10 | 11 | 12
name | SFH | MFH
type | Single Family | Multi Families
date of construction | 1961-1985 | >2010
Retrofits
Name | Insulation | LED_SFH
Commodity | Heat | Electricity
Decrease in consumption [%] | 75% | 80%
Price for 1 building [CHF] | 20000 | 15000
Name |  | Smart Lightning
Commodity |  | Electricity
Decrease in consumption [%] |  | 60%
Price for 1 building [CHF] |  | 25000
Name
Commodity
Decrease in consumption [%]
Price for 1 building [CHF]
Note on C12: [Threaded comment] Your version of Excel allows you to read this threaded comment; however, any edits to it will get removed if the file is opened in a newer version of Excel. Learn more: https://go.microsoft.com/fwlink/?linkid=870924 Comment: All the investment should be independent (the model would sometimes invest into both investments)

## Commodities
Commodity |  |  | 1 | 2 | 3 | 4 | 5 | 6 | 7 | 8 | 9 | 10 | 11 | 12
Name |  |  | 1: Electricity; 2: Gas; 3: Heat
Supply node (with an infinite capacity of import) | bool | NaM_balance_type | 1: FALSE; 2: TRUE; 3: FALSE; 4: FALSE
Connection | 1
Type | string | name | 1: LV_400V; 3: DNHeating
Number of units | float | number_of_connections | 1: 1; 3: 0
Candidate units | float | candidate_connections | 1: 0; 3: 1
From node
District level | string | NaM_district_lvl(from_node) | 1: Kreis1; 3: Kreis1
Building level | string | NaM_building_lvl(from_node)
Capacity / node | kW | connection_capacity(from_node) | 1: 10000; 3: 10000
Flow Cost | CHF/kWh | connection_flow_cost(from_node)
To node
District level | string | NaM_district_lvl(to_node) | 1: Kreis1; 3: Kreis1
Building level | string | NaM_building_lvl(to_node) | 1: All; 3: All
Capacity / node | kW | connection_capacity(to_node) | 1: 10000; 3: 10000
Flow Cost | CHF/kWh | connection_flow_cost(to_node)
Connection | 2
Type |  | name | 1: LV_400V
Number of units |  | number_of_connections | bar: 1
Candidate units |  | candidate_connections | 1: 0
From node
District level |  | NaM_district_lvl(from_node) | 1: Kreis2
Building level |  | NaM_building_lvl(from_node)
Capacity | kW | connection_capacity(from_node) | 1: 10000
Flow Cost | CHF/kWh | connection_flow_cost(from_node)
To node
District level |  | NaM_district_lvl(to_node) | 1: Kreis2
Building level |  | NaM_building_lvl(to_node) | 1: All
Capacity | kW | connection_capacity(to_node) | 1: 10000
Flow Cost | CHF/kWh | connection_flow_cost(to_node)
Connection | 3
Type |  | name | 1: MV_20kV
Number of units |  | number_of_connections | bar: 1
Candidate units |  | candidate_connections | 1: 0
From node
District level |  | NaM_district_lvl(from_node) | 1: Kreis1
Building level |  | NaM_building_lvl(from_node)
Capacity | kW | connection_capacity(from_node) | 1: 20000
Flow Cost | CHF/kWh | connection_flow_cost(from_node)
To node
District level |  | NaM_district_lvl(to_node) | 1: Kreis2
Building level |  | NaM_building_lvl(to_node)
Capacity | kW | connection_capacity(to_node) | 1: 20000
Flow Cost | CHF/kWh | connection_flow_cost(to_node)
Connection | 4
Type |  | name | 1: HV_200kW
Number of units |  | number_of_connections | 1: 0
Candidate units |  | candidate_connections | bar: 1
From node
District level |  | NaM_district_lvl(from_node) | 1: Kreis1
Building level |  | NaM_building_lvl(from_node)
Capacity | kW | connection_capacity(from_node) | 1: 50000
Flow Cost | CHF/kWh | connection_flow_cost(from_node) | 1: 0.0015483
To node
District level |  | NaM_district_lvl(to_node) | 1: Kreis2
Building level |  | NaM_building_lvl(to_node)
Capacity | kW | connection_capacity(to_node) | 1: 50000
Flow Cost | CHF/kWh | connection_flow_cost(to_node) | 1: 0.0015483
Connection | 5
Type |  | name
Number of units |  | number_of_connections
Candidate units |  | candidate_connections
From node
District level |  | NaM_district_lvl(from_node)
Building level |  | NaM_building_lvl(from_node)
Capacity | kW | connection_capacity(from_node)
Flow Cost | CHF/kWh | connection_flow_cost(from_node)
To node
District level |  | NaM_district_lvl(to_node)
Building level |  | NaM_building_lvl(to_node)
Capacity | kW | connection_capacity(to_node)
Flow Cost | CHF/kWh | connection_flow_cost(to_node)
Connection | 6
Type |  | name
Number of units |  | number_of_connections
Candidate units |  | candidate_connections
From node
District level |  | NaM_district_lvl(from_node)
Building level |  | NaM_building_lvl(from_node)
Capacity | kW | connection_capacity(from_node)
Flow Cost | CHF/kWh | connection_flow_cost(from_node)
To node
District level |  | NaM_district_lvl(to_node)
Building level |  | NaM_building_lvl(to_node)
Capacity | kW | connection_capacity(to_node)
Flow Cost | CHF/kWh | connection_flow_cost(to_node)

## Districts
| District Number | 1 | [25 empty] | 2 | [25 empty] | 3
| Name | Kreis1 | [25 empty] | Kreis2
|  |  |  | 1 |  | 2 |  | 3 |  | 4 |  | 5 |  | 6 |  | 7 |  | 8 |  | 9 |  | 10 |  | 11 |  | 12 |  |  |  | 1 |  | 2 |  | 3 |  | 4 |  | 5 |  | 6 |  | 7 |  | 8 |  | 9 |  | 10 |  | 11 |  | 12 |  |  |  | 1 |  | 2 |  | 3 |  | 4 |  | 5 |  | 6 |  | 7 |  | 8 |  | 9 |  | 10 |  | 11 |  | 12
| Building | Global at District Level |  | SFH |  | MFH | [21 empty] | Global at District Level |  | SFH |  | MFH | [21 empty] | Global at District Level |  | SFH |  | MFH
| Quantity |  |  | 5 |  | 2 | [23 empty] | 3 |  | 0
| Units presence (district level) | Number of units (NoU) | Candidate units (CU) | NoU | CA | NoU | CA | NoU | CA | NoU | CA | NoU | CA | NoU | CA | NoU | CA | NoU | CA | NoU | CA | NoU | CA | NoU | CA | NoU | CA | Number of units (NoU) | Candidate units (CU) | NoU | CA | NoU | CA | NoU | CA | NoU | CA | NoU | CA | NoU | CA | NoU | CA | NoU | CA | NoU | CA | NoU | CA | NoU | CA | NoU | CA | Number of units (NoU) | Candidate units (CU) | NoU | CA | NoU | CA | NoU | CA | NoU | CA | NoU | CA | NoU | CA | NoU | CA | NoU | CA | NoU | CA | NoU | CA | NoU | CA | NoU | CA
1
2 | Combined Heat Power Gas | 0 | 1 | [24 empty] | 0 | 0
3
4
5 | Electricity Export | 1 | 0 | [24 empty] | 0 | 0
6 | Electricity Import | 1 | 0 | [24 empty] | 0 | 0
7
8
9
10
11
12
13
14
15
16
17
18
19
20
| Units presence (building level) | Number of units | Candidate units | NoU | CA | NoU | CA | NoU | CA | NoU | CA | NoU | CA | NoU | CA | NoU | CA | NoU | CA | NoU | CA | NoU | CA | NoU | CA | NoU | CA | Number of units | Candidate units | NoU | CA | NoU | CA | NoU | CA | NoU | CA | NoU | CA | NoU | CA | NoU | CA | NoU | CA | NoU | CA | NoU | CA | NoU | CA | NoU | CA | Number of units | Candidate units | NoU | CA | NoU | CA | NoU | CA | NoU | CA | NoU | CA | NoU | CA | NoU | CA | NoU | CA | NoU | CA | NoU | CA | NoU | CA | NoU | CA
1 | Solar Panel |  |  | 0 | 0 | 0 | 0 | [22 empty] | 3 | 15
2
3 | Heat Pump |  |  | 0 | 5 | 0 | 0 | [22 empty] | 3 | 3
4 | Gas Boiler |  |  | 5 | 0 | 2 | 0 | [22 empty] | 0 | 0
5
6
7
8
9
10
11
12
13
14
15
16
17
18
19
20
| Storages presence (district level) | Number of units (NoU) | Candidate units (CU) | NoU | CA | NoU | CA | NoU | CA | NoU | CA | NoU | CA | NoU | CA | NoU | CA | NoU | CA | NoU | CA | NoU | CA | NoU | CA | NoU | CA | Number of units (NoU) | Candidate units (CU) | NoU | CA | NoU | CA | NoU | CA | NoU | CA | NoU | CA | NoU | CA | NoU | CA | NoU | CA | NoU | CA | NoU | CA | NoU | CA | NoU | CA | Number of units (NoU) | Candidate units (CU) | NoU | CA | NoU | CA | NoU | CA | NoU | CA | NoU | CA | NoU | CA | NoU | CA | NoU | CA | NoU | CA | NoU | CA | NoU | CA | NoU | CA
1 | Solid State | 0 | 0 | [24 empty] | 0 | 0
2
3
4
5
6
7
8
9
10
11
12
13
14
15
16
17
18
19
20
| Storages presence (building level) | Number of units | Candidate units | NoU | CA | NoU | CA | NoU | CA | NoU | CA | NoU | CA | NoU | CA | NoU | CA | NoU | CA | NoU | CA | NoU | CA | NoU | CA | NoU | CA | Number of units | Candidate units | NoU | CA | NoU | CA | NoU | CA | NoU | CA | NoU | CA | NoU | CA | NoU | CA | NoU | CA | NoU | CA | NoU | CA | NoU | CA | NoU | CA | Number of units | Candidate units | NoU | CA | NoU | CA | NoU | CA | NoU | CA | NoU | CA | NoU | CA | NoU | CA | NoU | CA | NoU | CA | NoU | CA | NoU | CA | NoU | CA
1
2 | Li-ion Battery |  |  | 0 | 0 | 0 | 0 | [22 empty] | 0 | 0 | 0 | 0
3 | Heat storage |  |  | 1 | 1 | 0 | 0 | [22 empty] | 0 | 0 | 0 | 0
4
5
6
7
8
9
10
11
12
13
14
15
16
17
18
19
20

## Temporality (hidden)
Representative Days
| parameter's name | type | code | value
Temporal Block 1
| Name (opt) | string | name | operation_january
| Resolution | duration | resolution | 1h
| Start | datetime | block_start | 2025-01-21
| End | datetime | block_end | 2025-01-28
| Occurrence (every year, month) (opt) | duration | NaM_occ | 1Y
Temporal Block 2
| Name (opt) | string | name | operation_february
| Resolution | duration | resolution | 10m
| Start | datetime | block_start | 2025-02-22
| End | datetime | block_end | 2025-02-23
| Occurrence (every year, month) (opt) | duration | NaM_occ | 2Y
Temporal Block 3
| Name (opt) | string | name | operation2025_june
| Resolution | duration | resolution | 1h
| Start | datetime | block_start | 2025-06-01
| End | datetime | block_end | 2025-06-30
| Occurrence (every year, month) (opt) | duration | NaM_occ
Temporal Block 4
| Name (opt) | string | name
| Resolution | duration | resolution
| Start | datetime | block_start
| End | datetime | block_end
| Occurrence (every year, month) (opt) | duration | NaM_occ
Temporal Block 5
| Name (opt) | string | name
| Resolution | duration | resolution
| Start | datetime | block_start
| End | datetime | block_end
| Occurrence (every year, month) (opt) | duration | NaM_occ
Temporal Block 6
| Name (opt) | string | name
| Resolution | duration | resolution
| Start | datetime | block_start
| End | datetime | block_end
| Occurrence (every year, month) (opt) | duration | NaM_occ
Temporal Block 7
| Name (opt) | string | name
| Resolution | duration | resolution
| Start | datetime | block_start
| End | datetime | block_end
| Occurrence (every year, month) (opt) | duration | NaM_occ
Temporal Block 8
| Name (opt) | string | name
| Resolution | duration | resolution
| Start | datetime | block_start
| End | datetime | block_end
| Occurrence (every year, month) (opt) | duration | NaM_occ
Temporal Block 9
| Name (opt) | string | name
| Resolution | duration | resolution
| Start | datetime | block_start
| End | datetime | block_end
| Occurrence (every year, month) (opt) | duration | NaM_occ
Temporal Block 10
| Name (opt) | string | name
| Resolution | duration | resolution
| Start | datetime | block_start
| End | datetime | block_end
| Occurrence (every year, month) (opt) | duration | NaM_occ
Temporal Block 11
| Name (opt) | string | name
| Resolution | duration | resolution
| Start | datetime | block_start
| End | datetime | block_end
| Occurrence (every year, month) (opt) | duration | NaM_occ
Temporal Block 12
| Name (opt) | string | name
| Resolution | duration | resolution
| Start | datetime | block_start
| End | datetime | block_end
| Occurrence (every year, month) (opt) | duration | NaM_occ
Temporal Block 13
| Name (opt) | string | name
| Resolution | duration | resolution
| Start | datetime | block_start
| End | datetime | block_end
| Occurrence (every year, month) (opt) | duration | NaM_occ
Temporal Block 14
| Name (opt) | string | name
| Resolution | duration | resolution
| Start | datetime | block_start
| End | datetime | block_end
| Occurrence (every year, month) (opt) | duration | NaM_occ
Temporal Block 15
| Name (opt) | string | name
| Resolution | duration | resolution
| Start | datetime | block_start
| End | datetime | block_end
| Occurrence (every year, month) (opt) | duration | NaM_occ
Temporal Block 16
| Name (opt) | string | name
| Resolution | duration | resolution
| Start | datetime | block_start
| End | datetime | block_end
| Occurrence (every year, month) (opt) | duration | NaM_occ
Temporal Block 17
| Name (opt) | string | name
| Resolution | duration | resolution
| Start | datetime | block_start
| End | datetime | block_end
| Occurrence (every year, month) (opt) | duration | NaM_occ
Temporal Block 18
| Name (opt) | string | name
| Resolution | duration | resolution
| Start | datetime | block_start
| End | datetime | block_end
| Occurrence (every year, month) (opt) | duration | NaM_occ
Temporal Block 19
| Name (opt) | string | name
| Resolution | duration | resolution
| Start | datetime | block_start
| End | datetime | block_end
| Occurrence (every year, month) (opt) | duration | NaM_occ
Temporal Block 20
| Name (opt) | string | name
| Resolution | duration | resolution
| Start | datetime | block_start
| End | datetime | block_end
| Occurrence (every year, month) (opt) | duration | NaM_occ
Temporal Block 21
| Name (opt) | string | name
| Resolution | duration | resolution
| Start | datetime | block_start
| End | datetime | block_end
| Occurrence (every year, month) (opt) | duration | NaM_occ
Temporal Block 22
| Name (opt) | string | name
| Resolution | duration | resolution
| Start | datetime | block_start
| End | datetime | block_end
| Occurrence (every year, month) (opt) | duration | NaM_occ
Temporal Block 23
| Name (opt) | string | name
| Resolution | duration | resolution
| Start | datetime | block_start
| End | datetime | block_end
| Occurrence (every year, month) (opt) | duration | NaM_occ
Temporal Block 24
| Name (opt) | string | name
| Resolution | duration | resolution
| Start | datetime | block_start
| End | datetime | block_end
| Occurrence (every year, month) (opt) | duration | NaM_occ
Temporal Block 25
| Name (opt) | string | name
| Resolution | duration | resolution
| Start | datetime | block_start
| End | datetime | block_end
| Occurrence (every year, month) (opt) | duration | NaM_occ
Temporal Block 26
| Name (opt) | string | name
| Resolution | duration | resolution
| Start | datetime | block_start
| End | datetime | block_end
| Occurrence (every year, month) (opt) | duration | NaM_occ
Temporal Block 27
| Name (opt) | string | name
| Resolution | duration | resolution
| Start | datetime | block_start
| End | datetime | block_end
| Occurrence (every year, month) (opt) | duration | NaM_occ
Temporal Block 28
| Name (opt) | string | name
| Resolution | duration | resolution
| Start | datetime | block_start
| End | datetime | block_end
| Occurrence (every year, month) (opt) | duration | NaM_occ
Temporal Block 29
| Name (opt) | string | name
| Resolution | duration | resolution
| Start | datetime | block_start
| End | datetime | block_end
| Occurrence (every year, month) (opt) | duration | NaM_occ
Temporal Block 30
| Name (opt) | string | name
| Resolution | duration | resolution
| Start | datetime | block_start
| End | datetime | block_end
| Occurrence (every year, month) (opt) | duration | NaM_occ
Temporal Block 31
| Name (opt) | string | name
| Resolution | duration | resolution
| Start | datetime | block_start
| End | datetime | block_end
| Occurrence (every year, month) (opt) | duration | NaM_occ
Temporal Block 32
| Name (opt) | string | name
| Resolution | duration | resolution
| Start | datetime | block_start
| End | datetime | block_end
| Occurrence (every year, month) (opt) | duration | NaM_occ
Temporal Block 33
| Name (opt) | string | name
| Resolution | duration | resolution
| Start | datetime | block_start
| End | datetime | block_end
| Occurrence (every year, month) (opt) | duration | NaM_occ
Temporal Block 34
| Name (opt) | string | name
| Resolution | duration | resolution
| Start | datetime | block_start
| End | datetime | block_end
| Occurrence (every year, month) (opt) | duration | NaM_occ
Temporal Block 35
| Name (opt) | string | name
| Resolution | duration | resolution
| Start | datetime | block_start
| End | datetime | block_end
| Occurrence (every year, month) (opt) | duration | NaM_occ
Temporal Block 36
| Name (opt) | string | name
| Resolution | duration | resolution
| Start | datetime | block_start
| End | datetime | block_end
| Occurrence (every year, month) (opt) | duration | NaM_occ
Temporal Block 37
| Name (opt) | string | name
| Resolution | duration | resolution
| Start | datetime | block_start
| End | datetime | block_end
| Occurrence (every year, month) (opt) | duration | NaM_occ
Temporal Block 38
| Name (opt) | string | name
| Resolution | duration | resolution
| Start | datetime | block_start
| End | datetime | block_end
| Occurrence (every year, month) (opt) | duration | NaM_occ
Temporal Block 39
| Name (opt) | string | name
| Resolution | duration | resolution
| Start | datetime | block_start
| End | datetime | block_end
| Occurrence (every year, month) (opt) | duration | NaM_occ
Temporal Block 40
| Name (opt) | string | name
| Resolution | duration | resolution
| Start | datetime | block_start
| End | datetime | block_end
| Occurrence (every year, month) (opt) | duration | NaM_occ
Temporal Block 41
| Name (opt) | string | name
| Resolution | duration | resolution
| Start | datetime | block_start
| End | datetime | block_end
| Occurrence (every year, month) (opt) | duration | NaM_occ
Temporal Block 42
| Name (opt) | string | name
| Resolution | duration | resolution
| Start | datetime | block_start
| End | datetime | block_end
| Occurrence (every year, month) (opt) | duration | NaM_occ
Temporal Block 43
| Name (opt) | string | name
| Resolution | duration | resolution
| Start | datetime | block_start
| End | datetime | block_end
| Occurrence (every year, month) (opt) | duration | NaM_occ
Temporal Block 44
| Name (opt) | string | name
| Resolution | duration | resolution
| Start | datetime | block_start
| End | datetime | block_end
| Occurrence (every year, month) (opt) | duration | NaM_occ
Temporal Block 45
| Name (opt) | string | name
| Resolution | duration | resolution
| Start | datetime | block_start
| End | datetime | block_end
| Occurrence (every year, month) (opt) | duration | NaM_occ
Temporal Block 46
| Name (opt) | string | name
| Resolution | duration | resolution
| Start | datetime | block_start
| End | datetime | block_end
| Occurrence (every year, month) (opt) | duration | NaM_occ
Temporal Block 47
| Name (opt) | string | name
| Resolution | duration | resolution
| Start | datetime | block_start
| End | datetime | block_end
| Occurrence (every year, month) (opt) | duration | NaM_occ
Temporal Block 48
| Name (opt) | string | name
| Resolution | duration | resolution
| Start | datetime | block_start
| End | datetime | block_end
| Occurrence (every year, month) (opt) | duration | NaM_occ
Temporal Block 49
| Name (opt) | string | name
| Resolution | duration | resolution
| Start | datetime | block_start
| End | datetime | block_end
| Occurrence (every year, month) (opt) | duration | NaM_occ
Temporal Block 50
| Name (opt) | string | name
| Resolution | duration | resolution
| Start | datetime | block_start
| End | datetime | block_end
| Occurrence (every year, month) (opt) | duration | NaM_occ
Temporal Block 51
| Name (opt) | string | name
| Resolution | duration | resolution
| Start | datetime | block_start
| End | datetime | block_end
| Occurrence (every year, month) (opt) | duration | NaM_occ
Temporal Block 52
| Name (opt) | string | name
| Resolution | duration | resolution
| Start | datetime | block_start
| End | datetime | block_end
| Occurrence (every year, month) (opt) | duration | NaM_occ
Temporal Block 53
| Name (opt) | string | name
| Resolution | duration | resolution
| Start | datetime | block_start
| End | datetime | block_end
| Occurrence (every year, month) (opt) | duration | NaM_occ
Temporal Block 54
| Name (opt) | string | name
| Resolution | duration | resolution
| Start | datetime | block_start
| End | datetime | block_end
| Occurrence (every year, month) (opt) | duration | NaM_occ
Temporal Block 55
| Name (opt) | string | name
| Resolution | duration | resolution
| Start | datetime | block_start
| End | datetime | block_end
| Occurrence (every year, month) (opt) | duration | NaM_occ
Temporal Block 56
| Name (opt) | string | name
| Resolution | duration | resolution
| Start | datetime | block_start
| End | datetime | block_end
| Occurrence (every year, month) (opt) | duration | NaM_occ
Temporal Block 57
| Name (opt) | string | name
| Resolution | duration | resolution
| Start | datetime | block_start
| End | datetime | block_end
| Occurrence (every year, month) (opt) | duration | NaM_occ
Temporal Block 58
| Name (opt) | string | name
| Resolution | duration | resolution
| Start | datetime | block_start
| End | datetime | block_end
| Occurrence (every year, month) (opt) | duration | NaM_occ
Temporal Block 59
| Name (opt) | string | name
| Resolution | duration | resolution
| Start | datetime | block_start
| End | datetime | block_end
| Occurrence (every year, month) (opt) | duration | NaM_occ
Temporal Block 60
| Name (opt) | string | name
| Resolution | duration | resolution
| Start | datetime | block_start
| End | datetime | block_end
| Occurrence (every year, month) (opt) | duration | NaM_occ
Temporal Block 61
| Name (opt) | string | name
| Resolution | duration | resolution
| Start | datetime | block_start
| End | datetime | block_end
| Occurrence (every year, month) (opt) | duration | NaM_occ
Temporal Block 62
| Name (opt) | string | name
| Resolution | duration | resolution
| Start | datetime | block_start
| End | datetime | block_end
| Occurrence (every year, month) (opt) | duration | NaM_occ

## Reports
Name | Description | code | Report_1
Indicates if a gas connection is active or not in binary form (1 = active, 0 = inactive). |  | binary_gas_connection_flow | FALSE | FALSE | FALSE | FALSE | FALSE | FALSE | FALSE | FALSE | FALSE | FALSE | FALSE | FALSE | FALSE | FALSE | FALSE | FALSE | FALSE | FALSE | FALSE | FALSE | FALSE
Average gas or resource flow through a connection during periods when it is operational. |  | connection_avg_intact_throughflow | FALSE | FALSE | FALSE | FALSE | FALSE | FALSE | FALSE | FALSE | FALSE | FALSE | FALSE | FALSE | FALSE | FALSE | FALSE | FALSE | FALSE | FALSE | FALSE | FALSE | FALSE
Average flow across a connection over a defined period, including all time intervals. |  | connection_avg_throughflow | FALSE | FALSE | FALSE | FALSE | FALSE | FALSE | FALSE | FALSE | FALSE | FALSE | FALSE | FALSE | FALSE | FALSE | FALSE | FALSE | FALSE | FALSE | FALSE | FALSE | FALSE
Converts the total investment cost of a connection to a discounted annuity value based on a defined discount factor. |  | connection_conversion_to_discounted_annuities | FALSE | FALSE | FALSE | FALSE | FALSE | FALSE | FALSE | FALSE | FALSE | FALSE | FALSE | FALSE | FALSE | FALSE | FALSE | FALSE | FALSE | FALSE | FALSE | FALSE | FALSE
The duration of a connection's operation, adjusted for discounting over time. |  | connection_discounted_duration | FALSE | FALSE | FALSE | FALSE | FALSE | FALSE | FALSE | FALSE | FALSE | FALSE | FALSE | FALSE | FALSE | FALSE | FALSE | FALSE | FALSE | FALSE | FALSE | FALSE | FALSE
Total flow through a connection in a given time period. |  | connection_flow | TRUE | FALSE | FALSE | FALSE | FALSE | FALSE | FALSE | FALSE | FALSE | FALSE | FALSE | FALSE | FALSE | FALSE | FALSE | FALSE | FALSE | FALSE | FALSE | FALSE | FALSE
Costs associated with the flow of resources through the connection, including operational costs. |  | connection_flow_costs | FALSE | FALSE | FALSE | FALSE | FALSE | FALSE | FALSE | FALSE | FALSE | FALSE | FALSE | FALSE | FALSE | FALSE | FALSE | FALSE | FALSE | FALSE | FALSE | FALSE | FALSE
Flow through the connection during periods when it is fully intact and operational. |  | connection_intact_flow | FALSE | FALSE | FALSE | FALSE | FALSE | FALSE | FALSE | FALSE | FALSE | FALSE | FALSE | FALSE | FALSE | FALSE | FALSE | FALSE | FALSE | FALSE | FALSE | FALSE | FALSE
Initial capital costs incurred for investing in the connection. |  | connection_investment_costs | FALSE | FALSE | FALSE | FALSE | FALSE | FALSE | FALSE | FALSE | FALSE | FALSE | FALSE | FALSE | FALSE | FALSE | FALSE | FALSE | FALSE | FALSE | FALSE | FALSE | FALSE
Fraction of the connection’s investment cost that can be recovered at the end of its lifecycle. |  | connection_salvage_fraction | FALSE | FALSE | FALSE | FALSE | FALSE | FALSE | FALSE | FALSE | FALSE | FALSE | FALSE | FALSE | FALSE | FALSE | FALSE | FALSE | FALSE | FALSE | FALSE | FALSE | FALSE
The discount factor applied to a connection's costs based on its technology and economic parameters. |  | connection_tech_discount_factor | FALSE | FALSE | FALSE | FALSE | FALSE | FALSE | FALSE | FALSE | FALSE | FALSE | FALSE | FALSE | FALSE | FALSE | FALSE | FALSE | FALSE | FALSE | FALSE | FALSE | FALSE
Number or status of connections that have been removed or retired from operation. |  | connections_decommissioned | FALSE | FALSE | FALSE | FALSE | FALSE | FALSE | FALSE | FALSE | FALSE | FALSE | FALSE | FALSE | FALSE | FALSE | FALSE | FALSE | FALSE | FALSE | FALSE | FALSE | FALSE
Total number of connections where capital investment has been made. |  | connections_invested | TRUE | FALSE | FALSE | FALSE | FALSE | FALSE | FALSE | FALSE | FALSE | FALSE | FALSE | FALSE | FALSE | FALSE | FALSE | FALSE | FALSE | FALSE | FALSE | FALSE | FALSE
The count of connections that have been invested in and are available for use. |  | connections_invested_available | FALSE | FALSE | FALSE | FALSE | FALSE | FALSE | FALSE | FALSE | FALSE | FALSE | FALSE | FALSE | FALSE | FALSE | FALSE | FALSE | FALSE | FALSE | FALSE | FALSE | FALSE
Indicates whether a specific contingency constraint is binding (active) in the optimization. |  | contingency_is_binding | FALSE | FALSE | FALSE | FALSE | FALSE | FALSE | FALSE | FALSE | FALSE | FALSE | FALSE | FALSE | FALSE | FALSE | FALSE | FALSE | FALSE | FALSE | FALSE | FALSE | FALSE
Fixed operations and maintenance costs for connections, units, or storage. |  | fixed_om_costs | FALSE | FALSE | FALSE | FALSE | FALSE | FALSE | FALSE | FALSE | FALSE | FALSE | FALSE | FALSE | FALSE | FALSE | FALSE | FALSE | FALSE | FALSE | FALSE | FALSE | FALSE
Total costs incurred for fuel usage across units or facilities. |  | fuel_costs | FALSE | FALSE | FALSE | FALSE | FALSE | FALSE | FALSE | FALSE | FALSE | FALSE | FALSE | FALSE | FALSE | FALSE | FALSE | FALSE | FALSE | FALSE | FALSE | FALSE | FALSE
The objective value under the Model-Guided Adaptive (MGA) optimization approach. |  | mga_objective | FALSE | FALSE | FALSE | FALSE | FALSE | FALSE | FALSE | FALSE | FALSE | FALSE | FALSE | FALSE | FALSE | FALSE | FALSE | FALSE | FALSE | FALSE | FALSE | FALSE | FALSE
The minimum lower bound for the optimization problem’s objective value in the master problem. |  | mp_objective_lowerbound | FALSE | FALSE | FALSE | FALSE | FALSE | FALSE | FALSE | FALSE | FALSE | FALSE | FALSE | FALSE | FALSE | FALSE | FALSE | FALSE | FALSE | FALSE | FALSE | FALSE | FALSE
Amount of resource (e.g., electricity or gas) injected into a node within the system. |  | node_injection | FALSE | FALSE | FALSE | FALSE | FALSE | FALSE | FALSE | FALSE | FALSE | FALSE | FALSE | FALSE | FALSE | FALSE | FALSE | FALSE | FALSE | FALSE | FALSE | FALSE | FALSE
Pressure level at a specific node, relevant in gas network modeling. |  | node_pressure | FALSE | FALSE | FALSE | FALSE | FALSE | FALSE | FALSE | FALSE | FALSE | FALSE | FALSE | FALSE | FALSE | FALSE | FALSE | FALSE | FALSE | FALSE | FALSE | FALSE | FALSE
Negative slack variable at a node, representing deficits in meeting constraints. |  | node_slack_neg | FALSE | FALSE | FALSE | FALSE | FALSE | FALSE | FALSE | FALSE | FALSE | FALSE | FALSE | FALSE | FALSE | FALSE | FALSE | FALSE | FALSE | FALSE | FALSE | FALSE | FALSE
Positive slack variable at a node, representing excesses beyond constraints. |  | node_slack_pos | FALSE | FALSE | FALSE | FALSE | FALSE | FALSE | FALSE | FALSE | FALSE | FALSE | FALSE | FALSE | FALSE | FALSE | FALSE | FALSE | FALSE | FALSE | FALSE | FALSE | FALSE
Operational state of a node in the system (e.g., active, inactive). |  | node_state | TRUE | FALSE | FALSE | FALSE | FALSE | FALSE | FALSE | FALSE | FALSE | FALSE | FALSE | FALSE | FALSE | FALSE | FALSE | FALSE | FALSE | FALSE | FALSE | FALSE | FALSE
The voltage angle at a node in a power network. |  | node_voltage_angle | FALSE | FALSE | FALSE | FALSE | FALSE | FALSE | FALSE | FALSE | FALSE | FALSE | FALSE | FALSE | FALSE | FALSE | FALSE | FALSE | FALSE | FALSE | FALSE | FALSE | FALSE
Non-spinning reserve units that have been shut down during the analyzed period. |  | nonspin_units_shut_down | FALSE | FALSE | FALSE | FALSE | FALSE | FALSE | FALSE | FALSE | FALSE | FALSE | FALSE | FALSE | FALSE | FALSE | FALSE | FALSE | FALSE | FALSE | FALSE | FALSE | FALSE
Non-spinning reserve units that have been started up during the analyzed period. |  | nonspin_units_started_up | FALSE | FALSE | FALSE | FALSE | FALSE | FALSE | FALSE | FALSE | FALSE | FALSE | FALSE | FALSE | FALSE | FALSE | FALSE | FALSE | FALSE | FALSE | FALSE | FALSE | FALSE
Penalties applied to the optimization objective for violating specific constraints or objectives. |  | objective_penalties | FALSE | FALSE | FALSE | FALSE | FALSE | FALSE | FALSE | FALSE | FALSE | FALSE | FALSE | FALSE | FALSE | FALSE | FALSE | FALSE | FALSE | FALSE | FALSE | FALSE | FALSE
The relative gap between the current solution and the optimal solution in percentage terms. |  | relative_optimality_gap | FALSE | FALSE | FALSE | FALSE | FALSE | FALSE | FALSE | FALSE | FALSE | FALSE | FALSE | FALSE | FALSE | FALSE | FALSE | FALSE | FALSE | FALSE | FALSE | FALSE | FALSE
Costs associated with curtailing renewable energy production. |  | renewable_curtailment_costs | FALSE | FALSE | FALSE | FALSE | FALSE | FALSE | FALSE | FALSE | FALSE | FALSE | FALSE | FALSE | FALSE | FALSE | FALSE | FALSE | FALSE | FALSE | FALSE | FALSE | FALSE
Costs associated with resource processing or procurement. |  | res_proc_costs | FALSE | FALSE | FALSE | FALSE | FALSE | FALSE | FALSE | FALSE | FALSE | FALSE | FALSE | FALSE | FALSE | FALSE | FALSE | FALSE | FALSE | FALSE | FALSE | FALSE | FALSE
Costs incurred from shutting down units or processes. |  | shut_down_costs | FALSE | FALSE | FALSE | FALSE | FALSE | FALSE | FALSE | FALSE | FALSE | FALSE | FALSE | FALSE | FALSE | FALSE | FALSE | FALSE | FALSE | FALSE | FALSE | FALSE | FALSE
Costs incurred to start up units or processes. |  | start_up_costs | FALSE | FALSE | FALSE | FALSE | FALSE | FALSE | FALSE | FALSE | FALSE | FALSE | FALSE | FALSE | FALSE | FALSE | FALSE | FALSE | FALSE | FALSE | FALSE | FALSE | FALSE
Converts total storage investment cost to a discounted annuity value. |  | storage_conversion_to_discounted_annuities | FALSE | FALSE | FALSE | FALSE | FALSE | FALSE | FALSE | FALSE | FALSE | FALSE | FALSE | FALSE | FALSE | FALSE | FALSE | FALSE | FALSE | FALSE | FALSE | FALSE | FALSE
Operational duration of storage, adjusted for discounting over time. |  | storage_discounted_duration | FALSE | FALSE | FALSE | FALSE | FALSE | FALSE | FALSE | FALSE | FALSE | FALSE | FALSE | FALSE | FALSE | FALSE | FALSE | FALSE | FALSE | FALSE | FALSE | FALSE | FALSE
Capital investment costs for storage infrastructure. |  | storage_investment_costs | FALSE | FALSE | FALSE | FALSE | FALSE | FALSE | FALSE | FALSE | FALSE | FALSE | FALSE | FALSE | FALSE | FALSE | FALSE | FALSE | FALSE | FALSE | FALSE | FALSE | FALSE
Recoverable fraction of storage investment costs at the end of its life. |  | storage_salvage_fraction | FALSE | FALSE | FALSE | FALSE | FALSE | FALSE | FALSE | FALSE | FALSE | FALSE | FALSE | FALSE | FALSE | FALSE | FALSE | FALSE | FALSE | FALSE | FALSE | FALSE | FALSE
Discount factor applied to storage costs based on its technology. |  | storage_tech_discount_factor | FALSE | FALSE | FALSE | FALSE | FALSE | FALSE | FALSE | FALSE | FALSE | FALSE | FALSE | FALSE | FALSE | FALSE | FALSE | FALSE | FALSE | FALSE | FALSE | FALSE | FALSE
Count or status of storage facilities that have been retired. |  | storages_decommissioned | FALSE | FALSE | FALSE | FALSE | FALSE | FALSE | FALSE | FALSE | FALSE | FALSE | FALSE | FALSE | FALSE | FALSE | FALSE | FALSE | FALSE | FALSE | FALSE | FALSE | FALSE
Total number of storage facilities with completed investments. |  | storages_invested | TRUE | FALSE | FALSE | FALSE | FALSE | FALSE | FALSE | FALSE | FALSE | FALSE | FALSE | FALSE | FALSE | FALSE | FALSE | FALSE | FALSE | FALSE | FALSE | FALSE | FALSE
Storage facilities that are both invested in and currently available for use. |  | storages_invested_available | FALSE | FALSE | FALSE | FALSE | FALSE | FALSE | FALSE | FALSE | FALSE | FALSE | FALSE | FALSE | FALSE | FALSE | FALSE | FALSE | FALSE | FALSE | FALSE | FALSE | FALSE
Tax costs applied to operations or investments. |  | taxes | FALSE | FALSE | FALSE | FALSE | FALSE | FALSE | FALSE | FALSE | FALSE | FALSE | FALSE | FALSE | FALSE | FALSE | FALSE | FALSE | FALSE | FALSE | FALSE | FALSE | FALSE
Sum of all costs, including operational, investment, and penalties, in the system. |  | total_costs | FALSE | FALSE | FALSE | FALSE | FALSE | FALSE | FALSE | FALSE | FALSE | FALSE | FALSE | FALSE | FALSE | FALSE | FALSE | FALSE | FALSE | FALSE | FALSE | FALSE | FALSE
Converts total unit investment cost to a discounted annuity value. |  | unit_conversion_to_discounted_annuities | FALSE | FALSE | FALSE | FALSE | FALSE | FALSE | FALSE | FALSE | FALSE | FALSE | FALSE | FALSE | FALSE | FALSE | FALSE | FALSE | FALSE | FALSE | FALSE | FALSE | FALSE
Operational duration of a unit, adjusted for discounting over time. |  | unit_discounted_duration | FALSE | FALSE | FALSE | FALSE | FALSE | FALSE | FALSE | FALSE | FALSE | FALSE | FALSE | FALSE | FALSE | FALSE | FALSE | FALSE | FALSE | FALSE | FALSE | FALSE | FALSE
Total resource flow through a unit over a given period. |  | unit_flow | TRUE | FALSE | FALSE | FALSE | FALSE | FALSE | FALSE | FALSE | FALSE | FALSE | FALSE | FALSE | FALSE | FALSE | FALSE | FALSE | FALSE | FALSE | FALSE | FALSE | FALSE
Resource flow through a unit during operational hours. |  | unit_flow_op | FALSE | FALSE | FALSE | FALSE | FALSE | FALSE | FALSE | FALSE | FALSE | FALSE | FALSE | FALSE | FALSE | FALSE | FALSE | FALSE | FALSE | FALSE | FALSE | FALSE | FALSE
Resource flow through active units during their operational periods. |  | unit_flow_op_active | FALSE | FALSE | FALSE | FALSE | FALSE | FALSE | FALSE | FALSE | FALSE | FALSE | FALSE | FALSE | FALSE | FALSE | FALSE | FALSE | FALSE | FALSE | FALSE | FALSE | FALSE
Capital investment costs incurred for units. |  | unit_investment_costs | FALSE | FALSE | FALSE | FALSE | FALSE | FALSE | FALSE | FALSE | FALSE | FALSE | FALSE | FALSE | FALSE | FALSE | FALSE | FALSE | FALSE | FALSE | FALSE | FALSE | FALSE
Recoverable fraction of unit investment costs at the end of its life. |  | unit_salvage_fraction | FALSE | FALSE | FALSE | FALSE | FALSE | FALSE | FALSE | FALSE | FALSE | FALSE | FALSE | FALSE | FALSE | FALSE | FALSE | FALSE | FALSE | FALSE | FALSE | FALSE | FALSE
Discount factor applied to unit costs based on its technology and economic parameters. |  | unit_tech_discount_factor | FALSE | FALSE | FALSE | FALSE | FALSE | FALSE | FALSE | FALSE | FALSE | FALSE | FALSE | FALSE | FALSE | FALSE | FALSE | FALSE | FALSE | FALSE | FALSE | FALSE | FALSE
Total number of units in which investment has been made. |  | units_invested | TRUE | FALSE | FALSE | FALSE | FALSE | FALSE | FALSE | FALSE | FALSE | FALSE | FALSE | FALSE | FALSE | FALSE | FALSE | FALSE | FALSE | FALSE | FALSE | FALSE | FALSE
Units that have been invested in and are currently operational or available. |  | units_invested_available | FALSE | FALSE | FALSE | FALSE | FALSE | FALSE | FALSE | FALSE | FALSE | FALSE | FALSE | FALSE | FALSE | FALSE | FALSE | FALSE | FALSE | FALSE | FALSE | FALSE | FALSE
Units that have been temporarily shut down or put in reserve. |  | units_mothballed | FALSE | FALSE | FALSE | FALSE | FALSE | FALSE | FALSE | FALSE | FALSE | FALSE | FALSE | FALSE | FALSE | FALSE | FALSE | FALSE | FALSE | FALSE | FALSE | FALSE | FALSE
Number or status of units currently operational. |  | units_on | TRUE | FALSE | FALSE | FALSE | FALSE | FALSE | FALSE | FALSE | FALSE | FALSE | FALSE | FALSE | FALSE | FALSE | FALSE | FALSE | FALSE | FALSE | FALSE | FALSE | FALSE
Operational costs associated with active units. |  | units_on_costs | FALSE | FALSE | FALSE | FALSE | FALSE | FALSE | FALSE | FALSE | FALSE | FALSE | FALSE | FALSE | FALSE | FALSE | FALSE | FALSE | FALSE | FALSE | FALSE | FALSE | FALSE
Units that have been turned off or decommissioned during the analyzed period. |  | units_shut_down | FALSE | FALSE | FALSE | FALSE | FALSE | FALSE | FALSE | FALSE | FALSE | FALSE | FALSE | FALSE | FALSE | FALSE | FALSE | FALSE | FALSE | FALSE | FALSE | FALSE | FALSE
Units that have been activated or brought online during the analyzed period. |  | units_started_up | FALSE | FALSE | FALSE | FALSE | FALSE | FALSE | FALSE | FALSE | FALSE | FALSE | FALSE | FALSE | FALSE | FALSE | FALSE | FALSE | FALSE | FALSE | FALSE | FALSE | FALSE
Variable operations and maintenance costs based on usage or output levels. |  | variable_om_costs | FALSE | FALSE | FALSE | FALSE | FALSE | FALSE | FALSE | FALSE | FALSE | FALSE | FALSE | FALSE | FALSE | FALSE | FALSE | FALSE | FALSE | FALSE | FALSE | FALSE | FALSE

## Vectors_datalist
| 1 |  | 2 |  | 3 |  | 4 |  | 5 |  | 6 |  | 7 |  | 8 |  | 9 |  | 10 |  | 11 |  | 12 |  | 13 |  | 14 |  | 15 |  | 16 |  | 17 |  | 18 |  | 19 |  | 20
Type | Availability Factor |  | Local demand |  | Local demand |  | Local demand |  | Export price |  | Import price |  | Import price
Commodity |  |  | Electricity |  | Heat |  | Electricity | [5 empty] | Gas
Building | All |  | MFH |  | All |  | SFH |  | All |  | All |  | All
District | All |  | Kreis1 |  | All |  | Kreis1 |  | All |  | All |  | All
Unit | Solar Panel | [7 empty] | Electricity Export |  | Electricity Import
Year
Repeat | TRUE |  | TRUE |  | TRUE |  | TRUE |  | TRUE |  | FALSE |  | FALSE |  | FALSE |  | FALSE |  | FALSE |  | FALSE |  | FALSE |  | FALSE |  | FALSE |  | FALSE |  | FALSE |  | FALSE |  | FALSE |  | FALSE |  | FALSE
Ignore year | FALSE |  | FALSE |  | FALSE |  | FALSE |  | FALSE |  | FALSE |  | FALSE |  | FALSE |  | FALSE |  | FALSE |  | FALSE |  | FALSE |  | FALSE |  | FALSE |  | FALSE |  | FALSE |  | FALSE |  | FALSE |  | FALSE |  | FALSE
Time Serie type | Fixed Resolution |  | Fixed Resolution |  | Variable Resolution |  | Variable Resolution |  | Fixed Resolution |  | Fixed Resolution |  | Single value
Resolution | 1h |  | 2h | [5 empty] | 2h |  | 4h
Start date | 2025-01-01 |  | 2025-01-01 | [5 empty] | 2025-01-01 |  | 2025-01-01
| Time | Value | Time | Value | Time | Value | Time | Value | Time | Value | Time | Value | Time | Value | Time | Value | Time | Value | Time | Value | Time | Value | Time | Value | Time | Value | Time | Value | Time | Value | Time | Value | Time | Value | Time | Value | Time | Value | Time | Value
|  | 0.090554 |  | 0.989 | 2025-01-01 | 0.27303 | 2025-01-01 | 3.0744 |  | -0.1143 |  | 0.1643 |  | 0.15
|  | 0.12603 |  | 1.005 | 2025-01-01 01:00 | 0.103 | 2025-01-01 01:00 | 3.9578 |  | -0.1143 |  | 0.1643
|  | 0.16842 |  | 0.683 | 2025-01-01 02:00 | 0.12641 | 2025-01-01 02:00 | 6.2675 |  | -0.1143 |  | 0.1643
|  | 0.17162 |  | 1.204 | 2025-01-01 03:00 | 0.17222 | 2025-01-01 03:00 | 5.2029 |  | -0.1143 |  | 0.1643
|  | 0.19505 |  | 1.161 | 2025-01-01 04:00 | 0.14711 | 2025-01-01 04:00 | 6.9099 |  | -0.1143 |  | 0.1643
|  | 0.20489 |  | 1.33 | 2025-01-01 05:00 | 0.17825 | 2025-01-01 05:00 | 8.6387 |  | -0.1143 |  | 0.1643
|  | 0.20506 |  | 1.171 | 2025-01-01 06:00 | 0.31289 | 2025-01-01 06:00 | 7.3498 |  | -0.1143 |  | 0.1643
|  | 0.2031 |  | 1.093 | 2025-01-01 07:00 | 0.12913 | 2025-01-01 07:00 | 9.4804 |  | -0.1143 |  | 0.1643
|  | 0.18903 |  | 1.041 | 2025-01-01 08:00 | 0.29949 | 2025-01-01 08:00 | 7.6154 |  | -0.1143 |  | 0.1643
|  | 0.17451 |  | 1.112 | 2025-01-01 09:00 | 0.16189 | 2025-01-01 09:00 | 8.6301 |  | -0.1143 |  | 0.1643
|  | 0.15727 |  | 0.9 | 2025-01-01 10:00 | 0.19388 | 2025-01-01 10:00 | 9.0618 |  | -0.1143 |  | 0.1643
|  |  |  | 1.287 | 2025-01-01 11:00 | 0.31025 | 2025-01-01 11:00 | 7.2985 |  | -0.1143 |  | 0.1643
|  |  |  | 1.105 | 2025-01-01 12:00 | 0.27462 | 2025-01-01 12:00 | 8.911 |  | -0.080113 |  | 0.13011
|  |  |  | 0.84 | 2025-01-01 13:00 | 0.20304 | 2025-01-01 13:00 | 10.6455 |  | -0.064751 |  | 0.11475
|  |  |  | 1.073 | 2025-01-01 14:00 | 0.29105 | 2025-01-01 14:00 | 11.1248 |  | -0.093428 |  | 0.14343
|  |  |  | 0.761 | 2025-01-01 15:00 | 0.20275 | 2025-01-01 15:00 | 12.8746 |  | -0.10408 |  | 0.15408
|  |  |  | 1.207 | 2025-01-01 16:00 | 0.30682 | 2025-01-01 16:00 | 11.4906 |  | -0.12416 |  | 0.17416
|  |  |  | 1.301 | 2025-01-01 17:00 | 0.152 | 2025-01-01 17:00 | 13.1724 |  | -0.14638 |  | 0.19638
|  |  |  | 1.252 | 2025-01-01 18:00 | 0.19394 | 2025-01-01 18:00 | 11.4846 |  | -0.15154 |  | 0.20154
|  |  |  | 0.958 | 2025-01-01 19:00 | 0.15487 | 2025-01-01 19:00 | 9.584 |  | -0.15429 |  | 0.20429
|  |  |  | 1.124 | 2025-01-01 20:00 | 0.1463 | 2025-01-01 20:00 | 7.2689 |  | -0.18491 |  | 0.23491
|  |  |  | 0.72 | 2025-01-01 21:00 | 0.21078 | 2025-01-01 21:00 | 7.9759 |  | -0.19888 |  | 0.24888
|  |  |  | 1.527 | 2025-01-01 22:00 | 0.27405 | 2025-01-01 22:00 | 9.3136 |  | -0.16711 |  | 0.21711
|  |  |  | 1.35 | 2025-01-01 23:00 | 0.187 | 2025-01-01 23:00 | 8.8144 |  | -0.12354 |  | 0.17354
|  |  |  | 0.631 | 2025-01-02 | 0.077626 | 2025-01-02 | 10.7655 |  | -0.13405 |  | 0.18405
|  |  |  | 1.366 | 2025-01-02 01:00 | 0.29066 | 2025-01-02 01:00 | 8.9532 |  | -0.095869 |  | 0.14587
|  |  |  | 1.337 | 2025-01-02 02:00 | 0.16674 | 2025-01-02 02:00 | 10.3075 |  | -0.10733 |  | 0.15733
|  |  |  | 1.55 | 2025-01-02 03:00 | 0.22565 | 2025-01-02 03:00 | 10.4109 |  | -0.14209 |  | 0.19209
|  |  |  | 0.646 | 2025-01-02 04:00 | 0.11796 | 2025-01-02 04:00 | 9.8041 |  | -0.13738 |  | 0.18738
|  |  |  | 1.088 | 2025-01-02 05:00 | 0.15571 | 2025-01-02 05:00 | 9.7764 |  | -0.1814 |  | 0.2314
|  |  |  | 1.332 | 2025-01-02 06:00 | 0.18354 | 2025-01-02 06:00 | 7.594 |  | -0.18992 |  | 0.23992
|  |  |  | 1.51 | 2025-01-02 07:00 | 0.30251 | 2025-01-02 07:00 | 8.2141 |  | -0.23599 |  | 0.28599
|  |  |  | 0.675 | 2025-01-02 08:00 | 0.17978 | 2025-01-02 08:00 | 7.5487 |  | -0.18679 |  | 0.23679
|  |  |  | 1.031 | 2025-01-02 09:00 | 0.19618 | 2025-01-02 09:00 | 10.4182 |  | -0.13845 |  | 0.18845
|  |  |  | 1.6 | 2025-01-02 10:00 | 0.22982 | 2025-01-02 10:00 | 9.8823 |  | -0.14605 |  | 0.19605
|  |  |  | 1.31 | 2025-01-02 11:00 | 0.29461 | 2025-01-02 11:00 | 10.122 |  | -0.19135 |  | 0.24135
|  |  |  | 1.043 | 2025-01-02 12:00 | 0.12172 | 2025-01-02 12:00 | 9.955 |  | -0.19942 |  | 0.24942
|  |  |  | 0.694 | 2025-01-02 13:00 | 0.21005 | 2025-01-02 13:00 | 9.0876 |  | -0.16514 |  | 0.21514
|  |  |  | 1.002 | 2025-01-02 14:00 | 0.18725 | 2025-01-02 14:00 | 7.9486 |  | -0.12814 |  | 0.17814
|  |  |  | 0.758 | 2025-01-02 15:00 | 0.15988 | 2025-01-02 15:00 | 7.6414 |  | -0.16181 |  | 0.21181
|  |  |  | 0.685 | 2025-01-02 16:00 | 0.15722 | 2025-01-02 16:00 | 10.2675 |  | -0.18996 |  | 0.23996
|  |  |  | 0.87 | 2025-01-02 17:00 | 0.26555 | 2025-01-02 17:00 | 10.1937 |  | -0.23453 |  | 0.28453
|  |  |  | 1.066 | 2025-01-02 18:00 | 0.2452 | 2025-01-02 18:00 | 7.3295 |  | -0.28328 |  | 0.33328
|  |  |  | 1.459 | 2025-01-02 19:00 | 0.31617 | 2025-01-02 19:00 | 9.9592 |  | -0.30543 |  | 0.35543
|  |  |  | 1.396 | 2025-01-02 20:00 | 0.16376 | 2025-01-02 20:00 | 9.6606 |  | -0.29122 |  | 0.34122
|  |  |  | 0.918 | 2025-01-02 21:00 | 0.2121 | 2025-01-02 21:00 | 7.601 |  | -0.26328 |  | 0.31328
|  |  |  | 0.678 | 2025-01-02 22:00 | 0.1011 | 2025-01-02 22:00 | 8.4706 |  | -0.2561 |  | 0.3061
|  |  |  | 1.444 | 2025-01-02 23:00 | 0.15598 | 2025-01-02 23:00 | 8.7167 |  | -0.26162 |  | 0.31162
|  |  |  | 1.56 | 2025-01-03 | 0.35301 | 2025-01-03 | 9.7623 |  | -0.2497 |  | 0.2997
|  |  |  | 1.384 | 2025-01-03 01:00 | 0.21103 | 2025-01-03 01:00 | 10.5851 |  | -0.21345 |  | 0.26345
|  |  |  | 0.767 | 2025-01-03 02:00 | 0.22594 | 2025-01-03 02:00 | 9.6764 |  | -0.24621 |  | 0.29621
|  |  |  | 1.449 | 2025-01-03 03:00 | 0.30372 | 2025-01-03 03:00 | 7.6041 |  | -0.29556 |  | 0.34556
|  |  |  | 1.565 | 2025-01-03 04:00 | 0.35275 | 2025-01-03 04:00 | 9.2372 |  | -0.31025 |  | 0.36025
|  |  |  | 0.733 | 2025-01-03 05:00 | 0.18907 | 2025-01-03 05:00 | 10.6507 |  | -0.35291 |  | 0.40291
|  |  |  | 0.7 | 2025-01-03 06:00 | 0.17655 | 2025-01-03 06:00 | 9.7655 |  | -0.36019 |  | 0.41019
|  |  |  | 1.595 | 2025-01-03 07:00 | 0.29575 | 2025-01-03 07:00 | 10.0819 |  | -0.34806 |  | 0.39806
|  |  |  | 1.54 | 2025-01-03 08:00 | 0.26498 | 2025-01-03 08:00 | 8.6043 |  | -0.35504 |  | 0.40504
|  |  |  | 1.533 | 2025-01-03 09:00 | 0.2605 | 2025-01-03 09:00 | 8.1921 |  | -0.33586 |  | 0.38586
|  |  |  | 0.915 | 2025-01-03 10:00 | 0.1795 | 2025-01-03 10:00 | 8.3471 |  | -0.36162 |  | 0.41162
|  |  |  | 0.974 | 2025-01-03 11:00 | 0.16027 | 2025-01-03 11:00 | 9.7488 |  | -0.31414 |  | 0.36414
|  |  |  | 0.722 | 2025-01-03 12:00 | 0.17315 | 2025-01-03 12:00 | 10.2809 |  | -0.32334 |  | 0.37334
|  |  |  | 1.171 | 2025-01-03 13:00 | 0.17538 | 2025-01-03 13:00 | 6.9909 |  | -0.31876 |  | 0.36876
|  |  |  | 1.14 | 2025-01-03 14:00 | 0.17385 | 2025-01-03 14:00 | 10.7144 |  | -0.34546 |  | 0.39546
|  |  |  | 1.48 | 2025-01-03 15:00 | 0.1525 | 2025-01-03 15:00 | 10.2114 |  | -0.361 |  | 0.411
|  |  |  | 0.916 | 2025-01-03 16:00 | 0.092457 | 2025-01-03 16:00 | 10.7258 |  | -0.39493 |  | 0.44493
|  |  |  | 1.024 | 2025-01-03 17:00 | 0.1247 | 2025-01-03 17:00 | 8.1473 |  | -0.42904 |  | 0.47904
|  |  |  | 1.198 | 2025-01-03 18:00 | 0.28232 | 2025-01-03 18:00 | 8.8828 |  | -0.4785 |  | 0.5285
|  |  |  | 0.91 | 2025-01-03 19:00 | 0.14367 | 2025-01-03 19:00 | 6.9792 |  | -0.48994 |  | 0.53994
|  |  |  | 1.599 | 2025-01-03 20:00 | 0.20257 | 2025-01-03 20:00 | 10.4537 |  | -0.51997 |  | 0.56997
|  |  |  | 0.835 | 2025-01-03 21:00 | 0.18116 | 2025-01-03 21:00 | 8.2702 |  | -0.50972 |  | 0.55972
|  |  |  | 1.21 | 2025-01-03 22:00 | 0.23095 | 2025-01-03 22:00 | 7.3762 |  | -0.53543 |  | 0.58543
|  |  |  | 0.893 | 2025-01-03 23:00 | 0.17482 | 2025-01-03 23:00 | 6.9952 |  | -0.48773 |  | 0.53773
|  |  |  | 1.38 | 2025-01-04 | 0.17436 | 2025-01-04 | 7.0865 |  | -0.52993 |  | 0.57993
|  |  |  | 0.96 | 2025-01-04 01:00 | 0.27653 | 2025-01-04 01:00 | 8.2791 |  | -0.49946 |  | 0.54946
|  |  |  | 1.392 | 2025-01-04 02:00 | 0.26035 | 2025-01-04 02:00 | 7.4906 |  | -0.53931 |  | 0.58931
|  |  |  | 1.068 | 2025-01-04 03:00 | 0.22544 | 2025-01-04 03:00 | 10.2647 |  | -0.52179 |  | 0.57179
|  |  |  | 0.814 | 2025-01-04 04:00 | 0.16307 | 2025-01-04 04:00 | 6.9671 |  | -0.56006 |  | 0.61006
|  |  |  | 1.586 | 2025-01-04 05:00 | 0.23213 | 2025-01-04 05:00 | 7.5773 |  | -0.60578 |  | 0.65578
|  |  |  | 1.49 | 2025-01-04 06:00 | 0.2434 | 2025-01-04 06:00 | 7.0814 |  | -0.55739 |  | 0.60739
|  |  |  | 1.477 | 2025-01-04 07:00 | 0.22115 | 2025-01-04 07:00 | 10.3011 |  | -0.53401 |  | 0.58401
|  |  |  | 1.566 | 2025-01-04 08:00 | 0.2104 | 2025-01-04 08:00 | 6.9553 |  | -0.58238 |  | 0.63238
|  |  |  | 1.292 | 2025-01-04 09:00 | 0.15178 | 2025-01-04 09:00 | 9.7794 |  | -0.61884 |  | 0.66884
[5 empty] | 2025-01-04 10:00 | 0.26136 | 2025-01-04 10:00 | 10.0941 |  | -0.62141 |  | 0.67141
[5 empty] | 2025-01-04 11:00 | 0.17545 | 2025-01-04 11:00 | 9.779 |  | -0.60608 |  | 0.65608
[5 empty] | 2025-01-04 12:00 | 0.041847 | 2025-01-04 12:00 | 7.604 |  | -0.61478 |  | 0.66478
[5 empty] | 2025-01-04 13:00 | 0.15769 | 2025-01-04 13:00 | 9.0113 |  | -0.63158 |  | 0.68158
[5 empty] | 2025-01-04 14:00 | 0.073157 | 2025-01-04 14:00 | 6.8463 |  | -0.66063 |  | 0.71063
[5 empty] | 2025-01-04 15:00 | 0.069485 | 2025-01-04 15:00 | 8.7397 |  | -0.62214 |  | 0.67214
[5 empty] | 2025-01-04 16:00 | 0.21421 | 2025-01-04 16:00 | 7.9887 |  | -0.64281 |  | 0.69281
[5 empty] | 2025-01-04 17:00 | 0.31166 | 2025-01-04 17:00 | 10.1015 |  | -0.613 |  | 0.663
[5 empty] | 2025-01-04 18:00 | 0.26422 | 2025-01-04 18:00 | 9.1215 |  | -0.56825 |  | 0.61825
[5 empty] | 2025-01-04 19:00 | 0.24709 | 2025-01-04 19:00 | 7.9352 |  | -0.53978 |  | 0.58978
[5 empty] | 2025-01-04 20:00 | 0.12838 | 2025-01-04 20:00 | 9.8578 |  | -0.55099 |  | 0.60099
[5 empty] | 2025-01-04 21:00 | 0.019096 | 2025-01-04 21:00 | 9.1373 |  | -0.52122 |  | 0.57122
[5 empty] | 2025-01-04 22:00 | 0.14703 | 2025-01-04 22:00 | 6.8755 |  | -0.51256 |  | 0.56256
[5 empty] | 2025-01-04 23:00 | 0.050371 | 2025-01-04 23:00 | 7.5644 |  | -0.50879 |  | 0.55879
[5 empty] | 2025-01-05 | 0.00065314 | 2025-01-05 | 9.2727 |  | -0.55725 |  | 0.60725
[5 empty] | 2025-01-05 01:00 | 0.10417 | 2025-01-05 01:00 | 9.2724 |  | -0.53731 |  | 0.58731
[5 empty] | 2025-01-05 02:00 | 0.21882 | 2025-01-05 02:00 | 9.7866 |  | -0.53019 |  | 0.58019
[5 empty] | 2025-01-05 03:00 | 0.26087 | 2025-01-05 03:00 | 10.4544 |  | -0.48718 |  | 0.53718
[5 empty] | 2025-01-05 04:00 | 0.13912 | 2025-01-05 04:00 | 10.4228 |  | -0.48421 |  | 0.53421
[5 empty] | 2025-01-05 05:00 | 0.33105 | 2025-01-05 05:00 | 9.8901 |  | -0.52831 |  | 0.57831
[5 empty] | 2025-01-05 06:00 | 0.47148 | 2025-01-05 06:00 | 8.2548 |  | -0.49952 |  | 0.54952
[5 empty] | 2025-01-05 07:00 | 0.43109 | 2025-01-05 07:00 | 10.2591 |  | -0.45851 |  | 0.50851
[5 empty] | 2025-01-05 08:00 | 0.29172 | 2025-01-05 08:00 | 10.4264 |  | -0.50246 |  | 0.55246
[5 empty] | 2025-01-05 09:00 | 0.37082 | 2025-01-05 09:00 | 8.2517 |  | -0.45999 |  | 0.50999
[5 empty] | 2025-01-05 10:00 | 0.22798 | 2025-01-05 10:00 | 9.6713 |  | -0.4673 |  | 0.5173
[5 empty] | 2025-01-05 11:00 | 0.22176 | 2025-01-05 11:00 | 7.3604 |  | -0.50292 |  | 0.55292
[5 empty] | 2025-01-05 12:00 | 0.36452 | 2025-01-05 12:00 | 8.9119 |  | -0.52468 |  | 0.57468
[5 empty] | 2025-01-05 13:00 | 0.26698 | 2025-01-05 13:00 | 7.4633 |  | -0.55675 |  | 0.60675
[5 empty] | 2025-01-05 14:00 | 0.025039 | 2025-01-05 14:00 | 9.8831 |  | -0.60551 |  | 0.65551
[5 empty] | 2025-01-05 15:00 | 0.19146 | 2025-01-05 15:00 | 10.1772 |  | -0.59517 |  | 0.64517
[5 empty] | 2025-01-05 16:00 | 0.14168 | 2025-01-05 16:00 | 7.2162 |  | -0.62448 |  | 0.67448
[5 empty] | 2025-01-05 17:00 | 0.35472 | 2025-01-05 17:00 | 9.2045 |  | -0.60881 |  | 0.65881
[5 empty] | 2025-01-05 18:00 | 0.16993 | 2025-01-05 18:00 | 10.1552 |  | -0.56839 |  | 0.61839
[5 empty] | 2025-01-05 19:00 | 0.30914 | 2025-01-05 19:00 | 9.8465 |  | -0.55629 |  | 0.60629
[5 empty] | 2025-01-05 20:00 | 0.48558 | 2025-01-05 20:00 | 8.2821 |  | -0.5837 |  | 0.6337
[5 empty] | 2025-01-05 21:00 | 0.69144 | 2025-01-05 21:00 | 9.9965 |  | -0.61589 |  | 0.66589
[5 empty] | 2025-01-05 22:00 | 0.67786 | 2025-01-05 22:00 | 10.5545 |  | -0.64222 |  | 0.69222
[5 empty] | 2025-01-05 23:00 | 0.58588 | 2025-01-05 23:00 | 8.7993 |  | -0.65811 |  | 0.70811
[5 empty] | 2025-01-06 | 0.39659 | 2025-01-06 | 10.0107 |  | -0.61915 |  | 0.66915
[5 empty] | 2025-01-06 01:00 | 0.62974 | 2025-01-06 01:00 | 6.9584 |  | -0.65269 |  | 0.70269
[5 empty] | 2025-01-06 02:00 | 0.42776 | 2025-01-06 02:00 | 7.8321 |  | -0.65097 |  | 0.70097
[5 empty] | 2025-01-06 03:00 | 0.54007 | 2025-01-06 03:00 | 6.9848 |  | -0.6675 |  | 0.7175
[5 empty] | 2025-01-06 04:00 | 0.59001 | 2025-01-06 04:00 | 7.6793 |  | -0.67771 |  | 0.72771
[5 empty] | 2025-01-06 05:00 | 0.51553 | 2025-01-06 05:00 | 8.9005 |  | -0.7239 |  | 0.7739
[5 empty] | 2025-01-06 06:00 | 0.41784 | 2025-01-06 06:00 | 10.5081 |  | -0.67994 |  | 0.72994
[5 empty] | 2025-01-06 07:00 | 0.36687 | 2025-01-06 07:00 | 8.8303 |  | -0.72313 |  | 0.77313
[5 empty] | 2025-01-06 08:00 | 0.51232 | 2025-01-06 08:00 | 7.3664 |  | -0.67488 |  | 0.72488
[5 empty] | 2025-01-06 09:00 | 0.54615 | 2025-01-06 09:00 | 7.0398 |  | -0.72299 |  | 0.77299
[5 empty] | 2025-01-06 10:00 | 0.73203 | 2025-01-06 10:00 | 9.7952 |  | -0.68076 |  | 0.73076
[5 empty] | 2025-01-06 11:00 | 0.68826 | 2025-01-06 11:00 | 7.4899 |  | -0.70573 |  | 0.75573
[5 empty] | 2025-01-06 12:00 | 0.6734 | 2025-01-06 12:00 | 7.3275 |  | -0.67359 |  | 0.72359
[5 empty] | 2025-01-06 13:00 | 0.83157 | 2025-01-06 13:00 | 10.1004 |  | -0.69024 |  | 0.74024
[5 empty] | 2025-01-06 14:00 | 0.79389 | 2025-01-06 14:00 | 7.9642 |  | -0.65814 |  | 0.70814
[5 empty] | 2025-01-06 15:00 | 1.0099 | 2025-01-06 15:00 | 8.2443 |  | -0.61371 |  | 0.66371
[5 empty] | 2025-01-06 16:00 | 0.79294 | 2025-01-06 16:00 | 8.6821 |  | -0.58413 |  | 0.63413
[5 empty] | 2025-01-06 17:00 | 0.8341 | 2025-01-06 17:00 | 8.885 |  | -0.61103 |  | 0.66103
[5 empty] | 2025-01-06 18:00 | 0.6905 | 2025-01-06 18:00 | 7.7168 |  | -0.57412 |  | 0.62412
[5 empty] | 2025-01-06 19:00 | 0.69044 | 2025-01-06 19:00 | 9.1162 |  | -0.57498 |  | 0.62498
[5 empty] | 2025-01-06 20:00 | 0.46501 | 2025-01-06 20:00 | 8.1152 |  | -0.59571 |  | 0.64571
[5 empty] | 2025-01-06 21:00 | 0.2169 | 2025-01-06 21:00 | 10.6864 |  | -0.61218 |  | 0.66218
[5 empty] | 2025-01-06 22:00 | 0.07731 | 2025-01-06 22:00 | 7.1766 |  | -0.58642 |  | 0.63642
[5 empty] | 2025-01-06 23:00 | 0.10374 | 2025-01-06 23:00 | 7.9831 |  | -0.58979 |  | 0.63979
[5 empty] | 2025-01-07 | 0.35028 | 2025-01-07 | 10.4131 |  | -0.60856 |  | 0.65856
[5 empty] | 2025-01-07 01:00 | 0.59626 | 2025-01-07 01:00 | 10.2724 |  | -0.58827 |  | 0.63827
[5 empty] | 2025-01-07 02:00 | 0.65412 | 2025-01-07 02:00 | 8.7321 |  | -0.59684 |  | 0.64684
[5 empty] | 2025-01-07 03:00 | 0.87498 | 2025-01-07 03:00 | 7.4086 |  | -0.56826 |  | 0.61826
[5 empty] | 2025-01-07 04:00 | 0.72777 | 2025-01-07 04:00 | 10.1942 |  | -0.53551 |  | 0.58551
[5 empty] | 2025-01-07 05:00 | 0.8204 | 2025-01-07 05:00 | 8.4179 |  | -0.55099 |  | 0.60099
[5 empty] | 2025-01-07 06:00 | 0.63525 | 2025-01-07 06:00 | 8.9814 |  | -0.53671 |  | 0.58671
[5 empty] | 2025-01-07 07:00 | 0.39683 | 2025-01-07 07:00 | 10.7322 |  | -0.49798 |  | 0.54798
[5 empty] | 2025-01-07 08:00 | 0.47958 | 2025-01-07 08:00 | 6.9068 |  | -0.50589 |  | 0.55589
[5 empty] | 2025-01-07 09:00 | 0.24319 | 2025-01-07 09:00 | 8.6686 |  | -0.48835 |  | 0.53835
[5 empty] | 2025-01-07 10:00 | 0.38919 | 2025-01-07 10:00 | 8.5941 |  | -0.53055 |  | 0.58055
[5 empty] | 2025-01-07 11:00 | 0.40013 | 2025-01-07 11:00 | 7.7544 |  | -0.54526 |  | 0.59526
[5 empty] | 2025-01-07 12:00 | 0.2202 | 2025-01-07 12:00 | 9.5128 |  | -0.52294 |  | 0.57294
[5 empty] | 2025-01-07 13:00 | 0.32339 | 2025-01-07 13:00 | 7.8435 |  | -0.53805 |  | 0.58805
[5 empty] | 2025-01-07 14:00 | 0.35386 | 2025-01-07 14:00 | 10.6333 |  | -0.57369 |  | 0.62369
[5 empty] | 2025-01-07 15:00 | 0.47526 | 2025-01-07 15:00 | 10.2591 |  | -0.58235 |  | 0.63235
[5 empty] | 2025-01-07 16:00 | 0.48685 | 2025-01-07 16:00 | 8.8856 |  | -0.57828 |  | 0.62828
[5 empty] | 2025-01-07 17:00 | 0.72828 | 2025-01-07 17:00 | 7.1909 |  | -0.61926 |  | 0.66926
[5 empty] | 2025-01-07 18:00 | 0.72597 | 2025-01-07 18:00 | 7.7617 |  | -0.5873 |  | 0.6373
[5 empty] | 2025-01-07 19:00 | 0.58851 | 2025-01-07 19:00 | 8.5422 |  | -0.57699 |  | 0.62699
[5 empty] | 2025-01-07 20:00 | 0.40904 | 2025-01-07 20:00 | 9.6649 |  | -0.60503 |  | 0.65503
[5 empty] | 2025-01-07 21:00 | 0.35647 | 2025-01-07 21:00 | 8.4031 |  | -0.6334 |  | 0.6834
[5 empty] | 2025-01-07 22:00 | 0.54148 | 2025-01-07 22:00 | 10.5604 |  | -0.66335 |  | 0.71335
[5 empty] | 2025-01-07 23:00 | 0.34329 | 2025-01-07 23:00 | 10.4627 |  | -0.69563 |  | 0.74563
[5 empty] | 2025-01-08 | 0.30744 | 2025-01-08 | 8.379 |  | -0.67532 |  | 0.72532
[5 empty] | 2025-01-08 01:00 | 0.39578 | 2025-01-08 01:00 | 7.7649 |  | -0.66353 |  | 0.71353
[5 empty] | 2025-01-08 02:00 | 0.62675 | 2025-01-08 02:00 | 10.2756 |  | -0.65511 |  | 0.70511
[5 empty] | 2025-01-08 03:00 | 0.52029 | 2025-01-08 03:00 | 8.6592 |  | -0.65339 |  | 0.70339
[5 empty] | 2025-01-08 04:00 | 0.69099 | 2025-01-08 04:00 | 7.6245 |  | -0.60756 |  | 0.65756
[5 empty] | 2025-01-08 05:00 | 0.86387 | 2025-01-08 05:00 | 7.7992 |  | -0.57295 |  | 0.62295
[5 empty] | 2025-01-08 06:00 | 0.73498 | 2025-01-08 06:00 | 9.9751 |  | -0.57681 |  | 0.62681
[5 empty] | 2025-01-08 07:00 | 0.94804 | 2025-01-08 07:00 | 9.9361 |  | -0.58835 |  | 0.63835
[5 empty] | 2025-01-08 08:00 | 0.76154 | 2025-01-08 08:00 | 9.5886 |  | -0.55831 |  | 0.60831
[5 empty] | 2025-01-08 09:00 | 0.86301 | 2025-01-08 09:00 | 7.6061 |  | -0.51985 |  | 0.56985
[5 empty] | 2025-01-08 11:31 | 0.90618 | 2025-01-08 11:31 | 10.3007 |  | -0.56851 |  | 0.61851
[5 empty] | 2025-01-08 14:02 | 0.72985 | 2025-01-08 14:02 | 7.9691 |  | -0.54814 |  | 0.59814
[5 empty] | 2025-01-08 16:33 | 0.8911 | 2025-01-08 16:33 | 9.3684 |  | -0.56067 |  | 0.61067
[5 empty] | 2025-01-08 19:04 | 1.0645 | 2025-01-08 19:04 | 10.5254 |  | -0.57142 |  | 0.62142
[5 empty] | 2025-01-08 21:35 | 1.1125 | 2025-01-08 21:35 | 9.8167 |  | -0.56986 |  | 0.61986
[5 empty] | 2025-01-09 00:06 | 1.2875 | 2025-01-09 00:06 | 9.0316 |  | -0.59811 |  | 0.64811
[5 empty] | 2025-01-09 02:37 | 1.1491 | 2025-01-09 02:37 | 10.2601 |  | -0.55102 |  | 0.60102
[5 empty] | 2025-01-09 05:08 | 1.3172 | 2025-01-09 05:08 | 10.1551 |  | -0.52062 |  | 0.57062
[5 empty] | 2025-01-09 07:39 | 1.1485 | 2025-01-09 07:39 | 7.1768 |  | -0.55916 |  | 0.60916
[5 empty] | 2025-01-09 10:10 | 0.9584 | 2025-01-09 10:10 | 10.7012 |  | -0.51581 |  | 0.56581
[5 empty] | 2025-01-09 12:41 | 0.72689 | 2025-01-09 12:41 | 8.0174 |  | -0.49367 |  | 0.54367
[5 empty] | 2025-01-09 15:12 | 0.79759 | 2025-01-09 15:12 | 10.0953 |  | -0.47905 |  | 0.52905
[5 empty] | 2025-01-09 17:43 | 0.93136 | 2025-01-09 17:43 | 8.0035 |  | -0.49838 |  | 0.54838
[5 empty] | 2025-01-09 20:14 | 0.88144 | 2025-01-09 20:14 | 8.218 |  | -0.48511 |  | 0.53511
[5 empty] | 2025-01-09 22:45 | 0.83699 | 2025-01-09 22:45 | 10.2213 |  | -0.48848 |  | 0.53848
[5 empty] | 2025-01-10 01:16 | 0.66068 | 2025-01-10 01:16 | 9.6796 |  | -0.49707 |  | 0.54707
[5 empty] | 2025-01-10 03:47 | 0.46011 | 2025-01-10 03:47 | 8.5851 |  | -0.52023 |  | 0.57023
[5 empty] | 2025-01-10 06:18 | 0.68376 | 2025-01-10 06:18 | 9.5548 |  | -0.55999 |  | 0.60999
[5 empty] | 2025-01-10 08:49 | 0.64644 | 2025-01-10 08:49 | 6.8159 |  | -0.57198 |  | 0.62198
[5 empty] | 2025-01-10 11:20 | 0.47098 | 2025-01-10 11:20 | 9.1789 |  | -0.61772 |  | 0.66772
[5 empty] | 2025-01-10 13:51 | 0.62059 | 2025-01-10 13:51 | 10.148 |  | -0.65155 |  | 0.70155
[5 empty] | 2025-01-10 16:22 | 0.55418 | 2025-01-10 16:22 | 6.8875 |  | -0.60496 |  | 0.65496
[5 empty] | 2025-01-10 18:53 | 0.65629 | 2025-01-10 18:53 | 7.4567 |  | -0.58308 |  | 0.63308
[5 empty] | 2025-01-10 21:24 | 0.65783 | 2025-01-10 21:24 | 8.7318 |  | -0.57247 |  | 0.62247
[5 empty] | 2025-01-10 23:55 | 0.71562 | 2025-01-10 23:55 | 7.7923 |  | -0.53495 |  | 0.58495
[5 empty] | 2025-01-11 02:26 | 0.7123 | 2025-01-11 02:26 | 10.1465 |  | -0.57755 |  | 0.62755
[5 empty] | 2025-01-11 04:57 | 0.90594 | 2025-01-11 04:57 | 9.7517 |  | -0.53107 |  | 0.58107
[5 empty] | 2025-01-11 07:28 | 0.88695 | 2025-01-11 07:28 | 8.1456 |  | -0.48488 |  | 0.53488
[5 empty] | 2025-01-11 09:59 | 0.95911 | 2025-01-11 09:59 | 8.7219 |  | -0.52815 |  | 0.57815
[5 empty] | 2025-01-11 12:30 | 1.1763 | 2025-01-11 12:30 | 9.2238 |  | -0.55784 |  | 0.60784
[5 empty] | 2025-01-11 15:01 | 1.0184 | 2025-01-11 15:01 | 7.3114 |  | -0.56229 |  | 0.61229
[5 empty] | 2025-01-11 17:32 | 0.80893 | 2025-01-11 17:32 | 6.8649 |  | -0.6091 |  | 0.6591
[5 empty] | 2025-01-11 20:03 | 0.66833 | 2025-01-11 20:03 | 9.667 |  | -0.57319 |  | 0.62319
[5 empty] | 2025-01-11 22:34 | 0.7535 | 2025-01-11 22:34 | 7.6152 |  | -0.56271 |  | 0.61271
[5 empty] | 2025-01-12 01:05 | 0.97395 | 2025-01-12 01:05 | 9.8689 |  | -0.58283 |  | 0.63283
[5 empty] | 2025-01-12 03:36 | 1.0767 | 2025-01-12 03:36 | 8.5557 |  | -0.59445 |  | 0.64445
[5 empty] | 2025-01-12 06:07 | 0.93788 | 2025-01-12 06:07 | 8.1263 |  | -0.60999 |  | 0.65999
[5 empty] | 2025-01-12 08:38 | 1.0328 | 2025-01-12 08:38 | 9.5589 |  | -0.61726 |  | 0.66726
[5 empty] | 2025-01-12 11:09 | 0.82556 | 2025-01-12 11:09 | 8.5248 |  | -0.60478 |  | 0.65478
[5 empty] | 2025-01-12 13:40 | 0.74647 | 2025-01-12 13:40 | 8.8619 |  | -0.6078 |  | 0.6578
[5 empty] | 2025-01-12 16:11 | 0.86201 | 2025-01-12 16:11 | 7.9371 |  | -0.615 |  | 0.665
[5 empty] | 2025-01-12 18:42 | 1.0143 | 2025-01-12 18:42 | 7.4072 |  | -0.58463 |  | 0.63463
[5 empty] | 2025-01-12 21:13 | 0.85516 | 2025-01-12 21:13 | 7.1983 |  | -0.605 |  | 0.655
[5 empty] | 2025-01-12 23:44 | 0.6134 | 2025-01-12 23:44 | 10.3142 |  | -0.56582 |  | 0.61582
[5 empty] | 2025-01-13 02:15 | 0.62887 | 2025-01-13 02:15 | 6.9179 |  | -0.615 |  | 0.665
[5 empty] | 2025-01-13 04:46 | 0.80851 | 2025-01-13 04:46 | 9.5305 |  | -0.6031 |  | 0.6531
[5 empty] | 2025-01-13 07:17 | 0.78506 | 2025-01-13 07:17 | 7.8845 |  | -0.59261 |  | 0.64261
[5 empty] | 2025-01-13 09:48 | 0.84289 | 2025-01-13 09:48 | 6.8813 |  | -0.5777 |  | 0.6277
[5 empty] | 2025-01-13 12:19 | 0.91759 | 2025-01-13 12:19 | 9.387 |  | -0.60171 |  | 0.65171
[5 empty] | 2025-01-13 14:50 | 0.7736 | 2025-01-13 14:50 | 8.2481 |  | -0.56684 |  | 0.61684
[5 empty] | 2025-01-13 17:21 | 0.80823 | 2025-01-13 17:21 | 8.5738 |  | -0.54819 |  | 0.59819
[5 empty] | 2025-01-13 19:52 | 0.89068 | 2025-01-13 19:52 | 10.4304 |  | -0.54388 |  | 0.59388
[5 empty] | 2025-01-13 22:23 | 0.84474 | 2025-01-13 22:23 | 9.1966 |  | -0.58577 |  | 0.63577
[5 empty] | 2025-01-14 00:54 | 0.68718 | 2025-01-14 00:54 | 9.608 |  | -0.61046 |  | 0.66046
[5 empty] | 2025-01-14 03:25 | 0.69534 | 2025-01-14 03:25 | 10.6585 |  | -0.58352 |  | 0.63352
[5 empty] | 2025-01-14 05:56 | 0.76504 | 2025-01-14 05:56 | 10.4924 |  | -0.59886 |  | 0.64886
[5 empty] | 2025-01-14 08:27 | 0.66901 | 2025-01-14 08:27 | 7.8376 |  | -0.60918 |  | 0.65918
[5 empty] | 2025-01-14 10:58 | 0.70768 | 2025-01-14 10:58 | 9.4165 |  | -0.62386 |  | 0.67386
[5 empty] | 2025-01-14 13:29 | 0.58716 | 2025-01-14 13:29 | 7.5289 |  | -0.60192 |  | 0.65192
[5 empty] | 2025-01-14 16:00 | 0.39503 | 2025-01-14 16:00 | 8.4119 |  | -0.59447 |  | 0.64447
[5 empty] | 2025-01-14 18:31 | 0.21476 | 2025-01-14 18:31 | 8.9666 |  | -0.63015 |  | 0.68015
[5 empty] | 2025-01-14 21:02 | 0.0072733 | 2025-01-14 21:02 | 8.1126 |  | -0.64082 |  | 0.69082
[5 empty] | 2025-01-14 23:33 | 0.22776 | 2025-01-14 23:33 | 10.1886 |  | -0.6794 |  | 0.7294
[5 empty] | 2025-01-15 02:04 | 0.26513 | 2025-01-15 02:04 | 9.7342 |  | -0.64781 |  | 0.69781
[5 empty] | 2025-01-15 04:35 | 0.47664 | 2025-01-15 04:35 | 10.6902 |  | -0.69661 |  | 0.74661
[5 empty] | 2025-01-15 07:06 | 0.25703 | 2025-01-15 07:06 | 7.1957 |  | -0.70118 |  | 0.75118
[5 empty] | 2025-01-15 09:37 | 0.46502 | 2025-01-15 09:37 | 7.9102 |  | -0.71904 |  | 0.76904
[5 empty] | 2025-01-15 12:08 | 0.26086 | 2025-01-15 12:08 | 10.4772 |  | -0.67315 |  | 0.72315
[5 empty] | 2025-01-15 14:39 | 0.054325 | 2025-01-15 14:39 | 10.6246 |  | -0.70318 |  | 0.75318
[5 empty] | 2025-01-15 17:10 | 0.026735 | 2025-01-15 17:10 | 8.5724 |  | -0.66258 |  | 0.71258
[5 empty] | 2025-01-15 19:41 | 0.032796 | 2025-01-15 19:41 | 9.5437 |  | -0.68148 |  | 0.73148
[5 empty] | 2025-01-15 22:12 | 0.074232 | 2025-01-15 22:12 | 6.8191 |  | -0.70048 |  | 0.75048
[5 empty] | 2025-01-16 00:43 | 0.31408 | 2025-01-16 00:43 | 7.3106 |  | -0.72007 |  | 0.77007
[5 empty] | 2025-01-16 03:14 | 0.33484 | 2025-01-16 03:14 | 8.8111 |  | -0.70678 |  | 0.75678
[5 empty] | 2025-01-16 05:45 | 0.13223 | 2025-01-16 05:45 | 9.4736 |  | -0.73373 |  | 0.78373
[5 empty] | 2025-01-16 08:16 | 0.22053 | 2025-01-16 08:16 | 8.9624 |  | -0.69226 |  | 0.74226
[5 empty] | 2025-01-16 10:47 | 0.33436 | 2025-01-16 10:47 | 9.7186 |  | -0.72107 |  | 0.77107
[5 empty] | 2025-01-16 13:18 | 0.21154 | 2025-01-16 13:18 | 7.9758 |  | -0.7396 |  | 0.7896
[5 empty] | 2025-01-16 15:49 | 0.19734 | 2025-01-16 15:49 | 9.1818 |  | -0.74952 |  | 0.79952
[5 empty] | 2025-01-16 18:20 | 0.29327 | 2025-01-16 18:20 | 9.7113 |  | -0.71725 |  | 0.76725
[5 empty] | 2025-01-16 20:51 | 0.11201 | 2025-01-16 20:51 | 7.4101 |  | -0.73749 |  | 0.78749
[5 empty] | 2025-01-16 23:22 | 0.34505 | 2025-01-16 23:22 | 9.6638 |  | -0.759 |  | 0.809
[5 empty] | 2025-01-17 01:53 | 0.19685 | 2025-01-17 01:53 | 8.6336 |  | -0.76013 |  | 0.81013
[5 empty] | 2025-01-17 04:24 | 0.048681 | 2025-01-17 04:24 | 9.5608 |  | -0.72075 |  | 0.77075
[5 empty] | 2025-01-17 06:55 | 0.24953 | 2025-01-17 06:55 | 9.9767 |  | -0.72323 |  | 0.77323
[5 empty] | 2025-01-17 09:26 | 0.34492 | 2025-01-17 09:26 | 10.5153 |  | -0.68382 |  | 0.73382
[5 empty] | 2025-01-17 11:57 | 0.12704 | 2025-01-17 11:57 | 8.2811 |  | -0.63439 |  | 0.68439
[5 empty] | 2025-01-17 14:28 | 0.1419 | 2025-01-17 14:28 | 8.4287 |  | -0.6233 |  | 0.6733
[5 empty] | 2025-01-17 16:59 | 0.12769 | 2025-01-17 16:59 | 10.2673 |  | -0.61119 |  | 0.66119
[5 empty] | 2025-01-17 19:30 | 0.2182 | 2025-01-17 19:30 | 8.1558 |  | -0.57739 |  | 0.62739
[5 empty] | 2025-01-17 22:01 | 0.12312 | 2025-01-17 22:01 | 10.6254 |  | -0.53939 |  | 0.58939
[5 empty] | 2025-01-18 00:32 | 0.10201 | 2025-01-18 00:32 | 10.0499 |  | -0.50655 |  | 0.55655
[5 empty] | 2025-01-18 03:03 | 0.30692 | 2025-01-18 03:03 | 9.0515 |  | -0.51807 |  | 0.56807
[5 empty] | 2025-01-18 05:34 | 0.49472 | 2025-01-18 05:34 | 8.5267 |  | -0.54127 |  | 0.59127
[5 empty] | 2025-01-18 08:05 | 0.35735 | 2025-01-18 08:05 | 6.9716 |  | -0.54564 |  | 0.59564
[5 empty] | 2025-01-18 10:36 | 0.51374 | 2025-01-18 10:36 | 8.3326 |  | -0.54993 |  | 0.59993
[5 empty] | 2025-01-18 13:07 | 0.34794 | 2025-01-18 13:07 | 9.7822 |  | -0.59847 |  | 0.64847
[5 empty] | 2025-01-18 15:38 | 0.49161 | 2025-01-18 15:38 | 7.299 |  | -0.6099 |  | 0.6599
[5 empty] | 2025-01-18 18:09 | 0.43576 | 2025-01-18 18:09 | 9.2088 |  | -0.62305 |  | 0.67305
[5 empty] | 2025-01-18 20:40 | 0.32329 | 2025-01-18 20:40 | 8.2015 |  | -0.62552 |  | 0.67552
[5 empty] | 2025-01-18 23:11 | 0.16301 | 2025-01-18 23:11 | 8.1306 |  | -0.67265 |  | 0.72265
[5 empty] | 2025-01-19 01:42 | 0.21375 | 2025-01-19 01:42 | 9.6194 |  | -0.69432 |  | 0.74432
[5 empty] | 2025-01-19 04:13 | 0.18161 | 2025-01-19 04:13 | 10.1523 |  | -0.67131 |  | 0.72131
[5 empty] | 2025-01-19 06:44 | 0.4131 | 2025-01-19 06:44 | 9.8716 |  | -0.63499 |  | 0.68499
[5 empty] | 2025-01-19 09:15 | 0.20432 | 2025-01-19 09:15 | 8.7339 |  | -0.64214 |  | 0.69214
[5 empty] | 2025-01-19 11:46 | 0.12779 | 2025-01-19 11:46 | 10.5343 |  | -0.64539 |  | 0.69539
[5 empty] | 2025-01-19 14:17 | 0.13203 | 2025-01-19 14:17 | 9.0441 |  | -0.61361 |  | 0.66361
[5 empty] | 2025-01-19 16:48 | 0.13237 | 2025-01-19 16:48 | 8.3425 |  | -0.58705 |  | 0.63705
[5 empty] | 2025-01-19 19:19 | 0.36829 | 2025-01-19 19:19 | 9.4772 |  | -0.56063 |  | 0.61063
[5 empty] | 2025-01-19 21:50 | 0.50129 | 2025-01-19 21:50 | 9.1109 |  | -0.5843 |  | 0.6343
[5 empty] | 2025-01-20 00:21 | 0.41918 | 2025-01-20 00:21 | 7.8389 |  | -0.58518 |  | 0.63518
[5 empty] | 2025-01-20 02:52 | 0.5036 | 2025-01-20 02:52 | 8.6068 |  | -0.56249 |  | 0.61249
[5 empty] | 2025-01-20 05:23 | 0.32831 | 2025-01-20 05:23 | 10.3032 |  | -0.60576 |  | 0.65576
[5 empty] | 2025-01-20 07:54 | 0.22752 | 2025-01-20 07:54 | 10.3062 |  | -0.614 |  | 0.664
[5 empty] | 2025-01-20 10:25 | 0.039707 | 2025-01-20 10:25 | 8.0117 |  | -0.6565 |  | 0.7065
[5 empty] | 2025-01-20 12:56 | 0.039834 | 2025-01-20 12:56 | 8.3628 |  | -0.61513 |  | 0.66513
[5 empty] | 2025-01-20 15:27 | 0.10694 | 2025-01-20 15:27 | 9.0511 |  | -0.61197 |  | 0.66197
[5 empty] | 2025-01-20 17:58 | 0.13877 | 2025-01-20 17:58 | 8.0599 |  | -0.65759 |  | 0.70759
[5 empty] | 2025-01-20 20:29 | 0.016089 | 2025-01-20 20:29 | 9.3238 |  | -0.65923 |  | 0.70923
[5 empty] | 2025-01-20 23:00 | 0.073754 | 2025-01-20 23:00 | 10.4269 |  | -0.626 |  | 0.676
[5 empty] | 2025-01-21 01:31 | 0.093312 | 2025-01-21 01:31 | 9.6921 |  | -0.65889 |  | 0.70889
[5 empty] | 2025-01-21 04:02 | 0.13301 | 2025-01-21 04:02 | 7.0219 |  | -0.67006 |  | 0.72006
[5 empty] | 2025-01-21 06:33 | 0.2424 | 2025-01-21 06:33 | 10.291 |  | -0.69193 |  | 0.74193
[5 empty] | 2025-01-21 09:04 | 0.25226 | 2025-01-21 09:04 | 7.5168 |  | -0.64493 |  | 0.69493
[5 empty] | 2025-01-21 11:35 | 0.059659 | 2025-01-21 11:35 | 9.7235 |  | -0.6435 |  | 0.6935
[5 empty] | 2025-01-21 14:06 | 0.064032 | 2025-01-21 14:06 | 7.8665 |  | -0.65104 |  | 0.70104
[5 empty] | 2025-01-21 16:37 | 0.13981 | 2025-01-21 16:37 | 6.8991 |  | -0.68507 |  | 0.73507
[5 empty] | 2025-01-21 19:08 | 0.29122 | 2025-01-21 19:08 | 7.8104 |  | -0.73212 |  | 0.78212
[5 empty] | 2025-01-21 21:39 | 0.24454 | 2025-01-21 21:39 | 10.1527 |  | -0.76004 |  | 0.81004
[5 empty] | 2025-01-22 00:10 | 0.12038 | 2025-01-22 00:10 | 8.0254 |  | -0.75973 |  | 0.80973
[5 empty] | 2025-01-22 02:41 | 0.20765 | 2025-01-22 02:41 | 10.4243 |  | -0.78925 |  | 0.83925
[5 empty] | 2025-01-22 05:12 | 0.03032 | 2025-01-22 05:12 | 8.8206 |  | -0.76763 |  | 0.81763
[5 empty] | 2025-01-22 07:43 | 0.19987 | 2025-01-22 07:43 | 9.0849 |  | -0.80465 |  | 0.85465
[5 empty] | 2025-01-22 10:14 | 0.011148 | 2025-01-22 10:14 | 8.772 |  | -0.80412 |  | 0.85412
[5 empty] | 2025-01-22 12:45 | 0.15512 | 2025-01-22 12:45 | 9.9884 |  | -0.77833 |  | 0.82833
[5 empty] | 2025-01-22 15:16 | 0.028455 | 2025-01-22 15:16 | 8.232 |  | -0.79119 |  | 0.84119
[5 empty] | 2025-01-22 17:47 | 0.013945 | 2025-01-22 17:47 | 8.3401 |  | -0.7944 |  | 0.8444
[5 empty] | 2025-01-22 20:18 | 0.13718 | 2025-01-22 20:18 | 7.6984 |  | -0.77055 |  | 0.82055
[5 empty] | 2025-01-22 22:49 | 0.10609 | 2025-01-22 22:49 | 7.9767 |  | -0.81775 |  | 0.86775
[5 empty] | 2025-01-23 01:20 | 0.14895 | 2025-01-23 01:20 | 7.5734 |  | -0.83321 |  | 0.88321
[5 empty] | 2025-01-23 03:51 | 0.37897 | 2025-01-23 03:51 | 7.3302 |  | -0.86031 |  | 0.91031
[5 empty] | 2025-01-23 06:22 | 0.37168 | 2025-01-23 06:22 | 7.6497 |  | -0.83862 |  | 0.88862
[5 empty] | 2025-01-23 08:53 | 0.40225 | 2025-01-23 08:53 | 8.3308 |  | -0.83662 |  | 0.88662
[5 empty] | 2025-01-23 11:24 | 0.4458 | 2025-01-23 11:24 | 9.7915 |  | -0.84219 |  | 0.89219
[5 empty] | 2025-01-23 13:55 | 0.24921 | 2025-01-23 13:55 | 9.1094 |  | -0.86497 |  | 0.91497
[5 empty] | 2025-01-23 16:26 | 0.45346 | 2025-01-23 16:26 | 10.2139 |  | -0.84614 |  | 0.89614
[5 empty] | 2025-01-23 18:57 | 0.23257 | 2025-01-23 18:57 | 7.1578 |  | -0.87067 |  | 0.92067
[5 empty] | 2025-01-23 21:28 | 0.204 | 2025-01-23 21:28 | 10.7906 |  | -0.82974 |  | 0.87974
[5 empty] | 2025-01-23 23:59 | 0.17898 | 2025-01-23 23:59 | 7.7521 |  | -0.8689 |  | 0.9189
[5 empty] | 2025-01-24 02:30 | 0.38734 | 2025-01-24 02:30 | 9.4657 |  | -0.87889 |  | 0.92889
[5 empty] | 2025-01-24 05:01 | 0.5344 | 2025-01-24 05:01 | 10.1522 |  | -0.91228 |  | 0.96228
[5 empty] | 2025-01-24 07:32 | 0.7597 | 2025-01-24 07:32 | 7.6313 |  | -0.88355 |  | 0.93355
[5 empty] | 2025-01-24 10:03 | 0.89975 | 2025-01-24 10:03 | 6.968 |  | -0.87354 |  | 0.92354
[5 empty] | 2025-01-24 12:34 | 1.1295 | 2025-01-24 12:34 | 9.2823 |  | -0.88236 |  | 0.93236
[5 empty] | 2025-01-24 15:05 | 1.2181 | 2025-01-24 15:05 | 10.5633 |  | -0.89092 |  | 0.94092
[5 empty] | 2025-01-24 17:36 | 1.1438 | 2025-01-24 17:36 | 7.4059 |  | -0.85119 |  | 0.90119
[5 empty] | 2025-01-24 20:07 | 1.0579 | 2025-01-24 20:07 | 7.3213 |  | -0.83751 |  | 0.88751
[5 empty] | 2025-01-24 22:38 | 1.1061 | 2025-01-24 22:38 | 7.977 |  | -0.88654 |  | 0.93654
[5 empty] | 2025-01-25 01:09 | 1.1916 | 2025-01-25 01:09 | 8.637 |  | -0.88846 |  | 0.93846
[5 empty] | 2025-01-25 03:40 | 0.98802 | 2025-01-25 03:40 | 8.6852 |  | -0.89383 |  | 0.94383
[5 empty] | 2025-01-25 06:11 | 1.1883 | 2025-01-25 06:11 | 9.1774 |  | -0.93846 |  | 0.98846
[5 empty] | 2025-01-25 08:42 | 1.0048 | 2025-01-25 08:42 | 6.8235 |  | -0.96743 |  | 1.0174
[5 empty] | 2025-01-25 11:13 | 0.98768 | 2025-01-25 11:13 | 7.8734 |  | -0.93013 |  | 0.98013
[5 empty] | 2025-01-25 13:44 | 1.1612 | 2025-01-25 13:44 | 10.7153 |  | -0.96374 |  | 1.0137
[5 empty] | 2025-01-25 16:15 | 1.2341 | 2025-01-25 16:15 | 7.9467 |  | -0.98311 |  | 1.0331
[5 empty] | 2025-01-25 18:46 | 1.2989 | 2025-01-25 18:46 | 9.7117 |  | -0.99167 |  | 1.0417
[5 empty] | 2025-01-25 21:17 | 1.3933 | 2025-01-25 21:17 | 7.1119 |  | -0.9999 |  | 1.0499
[5 empty] | 2025-01-25 23:48 | 1.3013 | 2025-01-25 23:48 | 10.7404 |  | -0.9999 |  | 1.0499
[5 empty] | 2025-01-26 02:19 | 1.1958 | 2025-01-26 02:19 | 9.2955 |  | -0.9999 |  | 1.0499
[5 empty] | 2025-01-26 04:50 | 1.1878 | 2025-01-26 04:50 | 8.1228 |  | -0.9999 |  | 1.0499
[5 empty] | 2025-01-26 07:21 | 1.3825 | 2025-01-26 07:21 | 9.0182 |  | -0.9999 |  | 1.0499
[5 empty] | 2025-01-26 09:52 | 1.3166 | 2025-01-26 09:52 | 7.2187 |  | -0.99019 |  | 1.0402
[5 empty] | 2025-01-26 12:23 | 1.1477 | 2025-01-26 12:23 | 7.5908 |  | -0.98511 |  | 1.0351
[5 empty] | 2025-01-26 14:54 | 1.2787 | 2025-01-26 14:54 | 10.1183 |  | -0.97281 |  | 1.0228
[5 empty] | 2025-01-26 17:25 | 1.3067 | 2025-01-26 17:25 | 7.1316 |  | -0.98521 |  | 1.0352
[5 empty] | 2025-01-26 19:56 | 1.3198 | 2025-01-26 19:56 | 10.211 |  | -0.93687 |  | 0.98687
[5 empty] | 2025-01-26 22:27 | 1.0823 | 2025-01-26 22:27 | 7.6952 |  | -0.8955 |  | 0.9455
[5 empty] | 2025-01-27 00:58 | 0.94367 | 2025-01-27 00:58 | 8.0276 |  | -0.87273 |  | 0.92273
[5 empty] | 2025-01-27 03:29 | 1.0995 | 2025-01-27 03:29 | 8.2855 |  | -0.85962 |  | 0.90962
[5 empty] | 2025-01-27 06:00 | 1.0475 | 2025-01-27 06:00 | 8.9639 |  | -0.8732 |  | 0.9232
[5 empty] | 2025-01-27 08:31 | 1.2032 | 2025-01-27 08:31 | 7.7314 |  | -0.83346 |  | 0.88346
[5 empty] | 2025-01-27 11:02 | 1.1993 | 2025-01-27 11:02 | 8.661 |  | -0.84399 |  | 0.89399
[5 empty] | 2025-01-27 13:33 | 1.1763 | 2025-01-27 13:33 | 10.3877 |  | -0.83272 |  | 0.88272
[5 empty] | 2025-01-27 16:04 | 1.0044 | 2025-01-27 16:04 | 9.8649 |  | -0.81693 |  | 0.86693
[5 empty] | 2025-01-27 18:35 | 0.79903 | 2025-01-27 18:35 | 9.3423 |  | -0.86593 |  | 0.91593
[5 empty] | 2025-01-27 21:06 | 0.67292 | 2025-01-27 21:06 | 7.8986 |  | -0.9151 |  | 0.9651
[5 empty] | 2025-01-27 23:37 | 0.64448 | 2025-01-27 23:37 | 10.0154 |  | -0.90045 |  | 0.95045
[5 empty] | 2025-01-28 02:08 | 0.68002 | 2025-01-28 02:08 | 6.8156 |  | -0.896 |  | 0.946
[5 empty] | 2025-01-28 04:39 | 0.49475 | 2025-01-28 04:39 | 8.9104 |  | -0.90008 |  | 0.95008
[5 empty] | 2025-01-28 07:10 | 0.47999 | 2025-01-28 07:10 | 7.644 |  | -0.92727 |  | 0.97727
[5 empty] | 2025-01-28 09:41 | 0.42522 | 2025-01-28 09:41 | 6.9143 |  | -0.90833 |  | 0.95833
[5 empty] | 2025-01-28 12:12 | 0.58903 | 2025-01-28 12:12 | 7.0131 |  | -0.91539 |  | 0.96539
[5 empty] | 2025-01-28 14:43 | 0.59874 | 2025-01-28 14:43 | 10.1576 |  | -0.90415 |  | 0.95415
[5 empty] | 2025-01-28 17:14 | 0.5556 | 2025-01-28 17:14 | 9.9169 |  | -0.85424 |  | 0.90424
[5 empty] | 2025-01-28 19:45 | 0.6709 | 2025-01-28 19:45 | 9.7888 |  | -0.90031 |  | 0.95031
[5 empty] | 2025-01-28 22:16 | 0.47016 | 2025-01-28 22:16 | 7.0031 |  | -0.93514 |  | 0.98514
[5 empty] | 2025-01-29 00:47 | 0.64756 | 2025-01-29 00:47 | 7.7746 |  | -0.94925 |  | 0.99925
[5 empty] | 2025-01-29 03:18 | 0.77542 | 2025-01-29 03:18 | 8.9235 |  | -0.90561 |  | 0.95561
[5 empty] | 2025-01-29 05:49 | 0.73505 | 2025-01-29 05:49 | 7.2576 |  | -0.87092 |  | 0.92092
[5 empty] | 2025-01-29 08:20 | 0.70425 | 2025-01-29 08:20 | 8.07 |  | -0.86295 |  | 0.91295
[5 empty] | 2025-01-29 10:51 | 0.76446 | 2025-01-29 10:51 | 7.7497 |  | -0.82415 |  | 0.87415
[5 empty] | 2025-01-29 13:22 | 0.97836 | 2025-01-29 13:22 | 10.5973 |  | -0.86864 |  | 0.91864
[5 empty] | 2025-01-29 15:53 | 1.0209 | 2025-01-29 15:53 | 8.991 |  | -0.85241 |  | 0.90241
[5 empty] | 2025-01-29 18:24 | 0.91193 | 2025-01-29 18:24 | 8.6699 |  | -0.83195 |  | 0.88195
[5 empty] | 2025-01-29 20:55 | 1.0212 | 2025-01-29 20:55 | 10.4071 |  | -0.8488 |  | 0.8988
[5 empty] | 2025-01-29 23:26 | 1.2288 | 2025-01-29 23:26 | 10.6624 |  | -0.87123 |  | 0.92123
[5 empty] | 2025-01-30 01:57 | 1.3076 | 2025-01-30 01:57 | 7.9154 |  | -0.89077 |  | 0.94077
[5 empty] | 2025-01-30 04:28 | 1.505 | 2025-01-30 04:28 | 8.8025 |  | -0.911 |  | 0.961
[5 empty] | 2025-01-30 06:59 | 1.6682 | 2025-01-30 06:59 | 7.1882 |  | -0.89753 |  | 0.94753
[5 empty] | 2025-01-30 09:30 | 1.5104 | 2025-01-30 09:30 | 10.1385 |  | -0.90484 |  | 0.95484
[5 empty] | 2025-01-30 12:01 | 1.3091 | 2025-01-30 12:01 | 8.8419 |  | -0.9333 |  | 0.9833
[5 empty] | 2025-01-30 14:32 | 1.5374 | 2025-01-30 14:32 | 10.0537 |  | -0.95547 |  | 1.0055
[5 empty] | 2025-01-30 17:03 | 1.4917 | 2025-01-30 17:03 | 10.1965 |  | -0.97995 |  | 1.0299
[5 empty] | 2025-01-30 19:34 | 1.3053 | 2025-01-30 19:34 | 8.3746 |  | -0.9999 |  | 1.0499
[5 empty] | 2025-01-30 22:05 | 1.0898 | 2025-01-30 22:05 | 9.5065 |  | -0.9999 |  | 1.0499
[5 empty] | 2025-01-31 00:36 | 1.0547 | 2025-01-31 00:36 | 8.2873 |  | -0.9999 |  | 1.0499
[5 empty] | 2025-01-31 03:07 | 1.1215 | 2025-01-31 03:07 | 7.8303 |  | -0.9999 |  | 1.0499
[5 empty] | 2025-01-31 05:38 | 0.96889 | 2025-01-31 05:38 | 8.2269 |  | -0.9999 |  | 1.0499
[5 empty] | 2025-01-31 08:09 | 0.95182 | 2025-01-31 08:09 | 7.7394 |  | -0.9999 |  | 1.0499
[5 empty] | 2025-01-31 10:40 | 1.1537 | 2025-01-31 10:40 | 9.7464 |  | -0.9999 |  | 1.0499
[5 empty] | 2025-01-31 13:11 | 1.1067 | 2025-01-31 13:11 | 8.2243 |  | -0.9999 |  | 1.0499
[5 empty] | 2025-01-31 15:42 | 1.2181 | 2025-01-31 15:42 | 7.2667 |  | -0.98544 |  | 1.0354
[5 empty] | 2025-01-31 18:13 | 1.2896 | 2025-01-31 18:13 | 8.497 |  | -0.9918 |  | 1.0418
[5 empty] | 2025-01-31 20:44 | 1.3028 | 2025-01-31 20:44 | 8.4852 |  | -0.96224 |  | 1.0122
[5 empty] | 2025-01-31 23:15 | 1.4049 | 2025-01-31 23:15 | 10.3555 |  | -0.92982 |  | 0.97982
[5 empty] | 2025-02-01 01:46 | 1.4887 | 2025-02-01 01:46 | 10.5868 |  | -0.9231 |  | 0.9731
[5 empty] | 2025-02-01 04:17 | 1.2932 | 2025-02-01 04:17 | 7.5918 |  | -0.91508 |  | 0.96508
[5 empty] | 2025-02-01 06:48 | 1.1486 | 2025-02-01 06:48 | 7.9511 |  | -0.93874 |  | 0.98874
[5 empty] | 2025-02-01 09:19 | 1.1317 | 2025-02-01 09:19 | 8.2254 |  | -0.91263 |  | 0.96263
[5 empty] | 2025-02-01 11:50 | 1.3231 | 2025-02-01 11:50 | 10.0618 |  | -0.91591 |  | 0.96591
[5 empty] | 2025-02-01 14:21 | 1.2468 | 2025-02-01 14:21 | 8.7866 |  | -0.88916 |  | 0.93916
[5 empty] | 2025-02-01 16:52 | 1.1905 | 2025-02-01 16:52 | 9.6916 |  | -0.93452 |  | 0.98452
[5 empty] | 2025-02-01 19:23 | 1.1603 | 2025-02-01 19:23 | 8.9582 |  | -0.97053 |  | 1.0205
[5 empty] | 2025-02-01 21:54 | 1.335 | 2025-02-01 21:54 | 9.5895 |  | -0.9673 |  | 1.0173
[5 empty] | 2025-02-02 00:25 | 1.1779 | 2025-02-02 00:25 | 10.4678 |  | -0.93814 |  | 0.98814
[5 empty] | 2025-02-02 02:56 | 1.3983 | 2025-02-02 02:56 | 8.3723 |  | -0.92405 |  | 0.97405
[5 empty] | 2025-02-02 05:27 | 1.2708 | 2025-02-02 05:27 | 9.1294 |  | -0.92671 |  | 0.97671
[5 empty] | 2025-02-02 07:58 | 1.0233 | 2025-02-02 07:58 | 9.4194 |  | -0.92998 |  | 0.97998
[5 empty] | 2025-02-02 10:29 | 1.1138 | 2025-02-02 10:29 | 9.3549 |  | -0.92039 |  | 0.97039
[5 empty] | 2025-02-02 13:00 | 1.1372 | 2025-02-02 13:00 | 10.0227 |  | -0.90635 |  | 0.95635
[5 empty] | 2025-02-02 15:31 | 1.2778 | 2025-02-02 15:31 | 7.121 |  | -0.8728 |  | 0.9228
[5 empty] | 2025-02-02 18:02 | 1.2157 | 2025-02-02 18:02 | 10.6605 |  | -0.84636 |  | 0.89636
[5 empty] | 2025-02-02 20:33 | 1.3548 | 2025-02-02 20:33 | 7.7024 |  | -0.85716 |  | 0.90716
[5 empty] | 2025-02-02 23:04 | 1.3271 | 2025-02-02 23:04 | 8.3119 |  | -0.81893 |  | 0.86893
[5 empty] | 2025-02-03 01:35 | 1.3672 | 2025-02-03 01:35 | 9.7735 |  | -0.85214 |  | 0.90214
[5 empty] | 2025-02-03 04:06 | 1.2068 | 2025-02-03 04:06 | 9.3452 |  | -0.89042 |  | 0.94042
[5 empty] | 2025-02-03 06:37 | 1.2993 | 2025-02-03 06:37 | 6.965 |  | -0.90472 |  | 0.95472
[5 empty] | 2025-02-03 09:08 | 1.1438 | 2025-02-03 09:08 | 8.8606 |  | -0.89408 |  | 0.94408
[5 empty] | 2025-02-03 11:39 | 1.0792 | 2025-02-03 11:39 | 7.6548 |  | -0.91451 |  | 0.96451
[5 empty] | 2025-02-03 14:10 | 1.2722 | 2025-02-03 14:10 | 7.4771 |  | -0.89129 |  | 0.94129
[5 empty] | 2025-02-03 16:41 | 1.2182 | 2025-02-03 16:41 | 9.1278 |  | -0.93285 |  | 0.98285
[5 empty] | 2025-02-03 19:12 | 1.2863 | 2025-02-03 19:12 | 7.9558 |  | -0.97587 |  | 1.0259
[5 empty] | 2025-02-03 21:43 | 1.3978 | 2025-02-03 21:43 | 7.1657 |  | -0.99184 |  | 1.0418
[5 empty] | 2025-02-04 00:14 | 1.5247 | 2025-02-04 00:14 | 7.3449 |  | -0.98685 |  | 1.0369
[5 empty] | 2025-02-04 02:45 | 1.4552 | 2025-02-04 02:45 | 9.0663 |  | -0.9999 |  | 1.0499
[5 empty] | 2025-02-04 05:16 | 1.206 | 2025-02-04 05:16 | 8.5672 |  | -0.9999 |  | 1.0499
[5 empty] | 2025-02-04 07:47 | 1.0621 | 2025-02-04 07:47 | 6.9176 |  | -0.9999 |  | 1.0499
[5 empty] | 2025-02-04 10:18 | 1.2954 | 2025-02-04 10:18 | 9.5806 |  | -0.95478 |  | 1.0048
[5 empty] | 2025-02-04 12:49 | 1.2934 | 2025-02-04 12:49 | 9.4029 |  | -0.97056 |  | 1.0206
[5 empty] | 2025-02-04 15:20 | 1.1987 | 2025-02-04 15:20 | 9.6617 |  | -0.9849 |  | 1.0349
[5 empty] | 2025-02-04 17:51 | 1.3178 | 2025-02-04 17:51 | 9.9775 |  | -0.9999 |  | 1.0499
[5 empty] | 2025-02-04 20:22 | 1.1679 | 2025-02-04 20:22 | 9.7183 |  | -0.97165 |  | 1.0216
[5 empty] | 2025-02-04 22:53 | 0.92187 | 2025-02-04 22:53 | 10.5118 |  | -0.97817 |  | 1.0282
[5 empty] | 2025-02-05 01:24 | 0.80193 | 2025-02-05 01:24 | 6.8834 |  | -0.9999 |  | 1.0499
[5 empty] | 2025-02-05 03:55 | 0.98115 | 2025-02-05 03:55 | 9.5053 |  | -0.96358 |  | 1.0136
[5 empty] | 2025-02-05 06:26 | 0.99984 | 2025-02-05 06:26 | 7.3666 |  | -0.9999 |  | 1.0499
[5 empty] | 2025-02-05 08:57 | 0.75793 | 2025-02-05 08:57 | 7.5716 |  | -0.9999 |  | 1.0499
[5 empty] | 2025-02-05 11:28 | 0.84888 | 2025-02-05 11:28 | 9.0004 |  | -0.9999 |  | 1.0499
[5 empty] | 2025-02-05 13:59 | 1.0337 | 2025-02-05 13:59 | 6.8325 |  | -0.9999 |  | 1.0499
[5 empty] | 2025-02-05 16:30 | 0.93856 | 2025-02-05 16:30 | 10.372 |  | -0.97754 |  | 1.0275
[5 empty] | 2025-02-05 19:01 | 0.93357 | 2025-02-05 19:01 | 9.8792 |  | -0.97711 |  | 1.0271
[5 empty] | 2025-02-05 21:32 | 0.92323 | 2025-02-05 21:32 | 10.4457 |  | -0.9999 |  | 1.0499
[5 empty] | 2025-02-06 00:03 | 1.0645 | 2025-02-06 00:03 | 7.9979 |  | -0.95078 |  | 1.0008
[5 empty] | 2025-02-06 02:34 | 1.2182 | 2025-02-06 02:34 | 9.564 |  | -0.97749 |  | 1.0275
[5 empty] | 2025-02-06 05:05 | 1.4355 | 2025-02-06 05:05 | 10.4304 |  | -0.95555 |  | 1.0055
[5 empty] | 2025-02-06 07:36 | 1.333 | 2025-02-06 07:36 | 9.3643 |  | -0.99003 |  | 1.04
[5 empty] | 2025-02-06 10:07 | 1.4725 | 2025-02-06 10:07 | 10.1908 |  | -0.95255 |  | 1.0026
[5 empty] | 2025-02-06 12:38 | 1.4559 | 2025-02-06 12:38 | 8.6714 |  | -0.93396 |  | 0.98396
[5 empty] | 2025-02-06 15:09 | 1.2753 | 2025-02-06 15:09 | 7.4968 |  | -0.94114 |  | 0.99114
[5 empty] | 2025-02-06 17:40 | 1.2025 | 2025-02-06 17:40 | 10.4024 |  | -0.91323 |  | 0.96323
[5 empty] | 2025-02-06 20:11 | 1.3977 | 2025-02-06 20:11 | 8.0578 |  | -0.92736 |  | 0.97736
[5 empty] | 2025-02-06 22:42 | 1.2986 | 2025-02-06 22:42 | 8.8154 |  | -0.8985 |  | 0.9485
[5 empty] | 2025-02-07 01:13 | 1.1941 | 2025-02-07 01:13 | 7.5086 |  | -0.91473 |  | 0.96473
[5 empty] | 2025-02-07 03:44 | 0.96904 | 2025-02-07 03:44 | 8.8782 |  | -0.9003 |  | 0.9503
[5 empty] | 2025-02-07 06:15 | 1.1119 | 2025-02-07 06:15 | 7.1157 |  | -0.94773 |  | 0.99773
[5 empty] | 2025-02-07 08:46 | 1.2188 | 2025-02-07 08:46 | 10.2111 |  | -0.98334 |  | 1.0333
[5 empty] | 2025-02-07 11:17 | 1.0381 | 2025-02-07 11:17 | 7.1427 |  | -0.95105 |  | 1.0011
[5 empty] | 2025-02-07 13:48 | 1.1462 | 2025-02-07 13:48 | 8.8876 |  | -0.98781 |  | 1.0378
[5 empty] | 2025-02-07 16:19 | 1.1582 | 2025-02-07 16:19 | 10.6849 |  | -0.98606 |  | 1.0361
[5 empty] | 2025-02-07 18:50 | 1.1376 | 2025-02-07 18:50 | 8.8229 |  | -0.9999 |  | 1.0499
[5 empty] | 2025-02-07 21:21 | 1.2971 | 2025-02-07 21:21 | 9.9297 |  | -0.9999 |  | 1.0499
[5 empty] | 2025-02-07 23:52 | 1.0776 | 2025-02-07 23:52 | 9.7374 |  | -0.9999 |  | 1.0499
[5 empty] | 2025-02-08 02:23 | 0.90616 | 2025-02-08 02:23 | 8.1932 |  | -0.9999 |  | 1.0499
[5 empty] | 2025-02-08 04:54 | 1.1242 | 2025-02-08 04:54 | 10.1271 |  | -0.9999 |  | 1.0499
[5 empty] | 2025-02-08 07:25 | 1.3552 | 2025-02-08 07:25 | 8.0553 |  | -0.9999 |  | 1.0499
[5 empty] | 2025-02-08 09:56 | 1.3603 | 2025-02-08 09:56 | 8.4954 |  | -0.9999 |  | 1.0499
[5 empty] | 2025-02-08 12:27 | 1.3872 | 2025-02-08 12:27 | 8.3594 |  | -0.97712 |  | 1.0271
[5 empty] | 2025-02-08 14:58 | 1.4192 | 2025-02-08 14:58 | 7.8288 |  | -0.95758 |  | 1.0076
[5 empty] | 2025-02-08 17:29 | 1.2757 | 2025-02-08 17:29 | 7.0643 |  | -0.9999 |  | 1.0499
[5 empty] | 2025-02-08 20:00 | 1.4384 | 2025-02-08 20:00 | 9.0862 |  | -0.97624 |  | 1.0262
[5 empty] | 2025-02-08 22:31 | 1.427 | 2025-02-08 22:31 | 10.6668 |  | -0.99424 |  | 1.0442
[5 empty] | 2025-02-09 01:02 | 1.2771 | 2025-02-09 01:02 | 7.7161 |  | -0.9999 |  | 1.0499
[5 empty] | 2025-02-09 03:33 | 1.4749 | 2025-02-09 03:33 | 6.872 |  | -0.9999 |  | 1.0499
[5 empty] | 2025-02-09 06:04 | 1.5966 | 2025-02-09 06:04 | 10.6642 |  | -0.98003 |  | 1.03
[5 empty] | 2025-02-09 08:35 | 1.6871 | 2025-02-09 08:35 | 6.8823 |  | -0.97356 |  | 1.0236
[5 empty] | 2025-02-09 11:06 | 1.525 | 2025-02-09 11:06 | 8.5411 |  | -0.98702 |  | 1.037
[5 empty] | 2025-02-09 13:37 | 1.7679 | 2025-02-09 13:37 | 9.2266 |  | -0.94483 |  | 0.99483
[5 empty] | 2025-02-09 16:08 | 1.8575 | 2025-02-09 16:08 | 9.1009 |  | -0.92728 |  | 0.97728
[5 empty] | 2025-02-09 18:39 | 1.9454 | 2025-02-09 18:39 | 9.9228 |  | -0.8826 |  | 0.9326
[5 empty] | 2025-02-09 21:10 | 1.8964 | 2025-02-09 21:10 | 8.3056 |  | -0.92439 |  | 0.97439
[5 empty] | 2025-02-09 23:41 | 1.6719 | 2025-02-09 23:41 | 10.3914 |  | -0.89054 |  | 0.94054
[5 empty] | 2025-02-10 02:12 | 1.4435 | 2025-02-10 02:12 | 10.2178 |  | -0.88533 |  | 0.93533
[5 empty] | 2025-02-10 04:43 | 1.2433 | 2025-02-10 04:43 | 10.7288 |  | -0.89786 |  | 0.94786
[5 empty] | 2025-02-10 07:14 | 1.039 | 2025-02-10 07:14 | 10.2403 |  | -0.91179 |  | 0.96179
[5 empty] | 2025-02-10 09:45 | 1.0694 | 2025-02-10 09:45 | 6.973 |  | -0.90383 |  | 0.95383
[5 empty] | 2025-02-10 12:16 | 1.1315 | 2025-02-10 12:16 | 6.9286 |  | -0.91381 |  | 0.96381
[5 empty] | 2025-02-10 14:47 | 1.2681 | 2025-02-10 14:47 | 10.3079 |  | -0.94946 |  | 0.99946
[5 empty] | 2025-02-10 17:18 | 1.3684 | 2025-02-10 17:18 | 8.9203 |  | -0.93101 |  | 0.98101
[5 empty] | 2025-02-10 19:49 | 1.4846 | 2025-02-10 19:49 | 9.1654 |  | -0.91145 |  | 0.96145
[5 empty] | 2025-02-10 22:20 | 1.4454 | 2025-02-10 22:20 | 7.1856 |  | -0.91233 |  | 0.96233
[5 empty] | 2025-02-11 00:51 | 1.6194 | 2025-02-11 00:51 | 9.0478 |  | -0.9188 |  | 0.9688
[5 empty] | 2025-02-11 03:22 | 1.5182 | 2025-02-11 03:22 | 7.1744 |  | -0.9011 |  | 0.9511
[5 empty] | 2025-02-11 05:53 | 1.7251 | 2025-02-11 05:53 | 7.7368 |  | -0.87721 |  | 0.92721
[5 empty] | 2025-02-11 08:24 | 1.539 | 2025-02-11 08:24 | 7.7093 |  | -0.88183 |  | 0.93183
[5 empty] | 2025-02-11 10:55 | 1.7215 | 2025-02-11 10:55 | 7.5824 |  | -0.86695 |  | 0.91695
[5 empty] | 2025-02-11 13:26 | 1.6192 | 2025-02-11 13:26 | 7.1762 |  | -0.84581 |  | 0.89581
[5 empty] | 2025-02-11 15:57 | 1.4602 | 2025-02-11 15:57 | 7.6035 |  | -0.81731 |  | 0.86731
[5 empty] | 2025-02-11 18:28 | 1.551 | 2025-02-11 18:28 | 10.7475 |  | -0.77153 |  | 0.82153
[5 empty] | 2025-02-11 20:59 | 1.4354 | 2025-02-11 20:59 | 10.4524 |  | -0.78639 |  | 0.83639
[5 empty] | 2025-02-11 23:30 | 1.5092 | 2025-02-11 23:30 | 6.8833 |  | -0.81774 |  | 0.86774
[5 empty] | 2025-02-12 02:01 | 1.3565 | 2025-02-12 02:01 | 8.3904 |  | -0.76831 |  | 0.81831
[5 empty] | 2025-02-12 04:32 | 1.2042 | 2025-02-12 04:32 | 9.3795 |  | -0.79137 |  | 0.84137
[5 empty] | 2025-02-12 07:03 | 1.3183 | 2025-02-12 07:03 | 9.6078 |  | -0.78334 |  | 0.83334
[5 empty] | 2025-02-12 09:34 | 1.3806 | 2025-02-12 09:34 | 9.0185 |  | -0.76042 |  | 0.81042
[5 empty] | 2025-02-12 12:05 | 1.2286 | 2025-02-12 12:05 | 9.6588 |  | -0.76983 |  | 0.81983
[5 empty] | 2025-02-12 14:36 | 1.1137 | 2025-02-12 14:36 | 8.206 |  | -0.81198 |  | 0.86198
[5 empty] | 2025-02-12 17:07 | 1.3052 | 2025-02-12 17:07 | 8.1055 |  | -0.79304 |  | 0.84304
[5 empty] | 2025-02-12 19:38 | 1.1825 | 2025-02-12 19:38 | 6.9386 |  | -0.79485 |  | 0.84485
[5 empty] | 2025-02-12 22:09 | 1.0244 | 2025-02-12 22:09 | 9.3966 |  | -0.83299 |  | 0.88299
[5 empty] | 2025-02-13 00:40 | 1.0052 | 2025-02-13 00:40 | 7.1027 |  | -0.87616 |  | 0.92616
[5 empty] | 2025-02-13 03:11 | 0.81246 | 2025-02-13 03:11 | 8.8682 |  | -0.895 |  | 0.945
[5 empty] | 2025-02-13 05:42 | 0.79756 | 2025-02-13 05:42 | 7.4211 |  | -0.89931 |  | 0.94931
[5 empty] | 2025-02-13 08:13 | 1.0033 | 2025-02-13 08:13 | 7.3983 |  | -0.93195 |  | 0.98195
[5 empty] | 2025-02-13 10:44 | 1.1697 | 2025-02-13 10:44 | 10.7489 |  | -0.93337 |  | 0.98337
[5 empty] | 2025-02-13 13:15 | 1.3724 | 2025-02-13 13:15 | 7.4631 |  | -0.97645 |  | 1.0265
[5 empty] | 2025-02-13 15:46 | 1.3907 | 2025-02-13 15:46 | 10.7918 |  | -0.92886 |  | 0.97886
[5 empty] | 2025-02-13 18:17 | 1.4056 | 2025-02-13 18:17 | 9.7627 |  | -0.96326 |  | 1.0133
[5 empty] | 2025-02-13 20:48 | 1.5725 | 2025-02-13 20:48 | 7.495 |  | -0.92203 |  | 0.97203
[5 empty] | 2025-02-13 23:19 | 1.8188 | 2025-02-13 23:19 | 8.9962 |  | -0.94249 |  | 0.99249
[5 empty] | 2025-02-14 01:50 | 1.641 | 2025-02-14 01:50 | 9.5809 |  | -0.929 |  | 0.979
[5 empty] | 2025-02-14 04:21 | 1.8143 | 2025-02-14 04:21 | 7.8052 |  | -0.9339 |  | 0.9839
[5 empty] | 2025-02-14 06:52 | 1.9256 | 2025-02-14 06:52 | 10.2296 |  | -0.97962 |  | 1.0296
[5 empty] | 2025-02-14 09:23 | 1.9687 | 2025-02-14 09:23 | 7.3657 |  | -0.93721 |  | 0.98721
[5 empty] | 2025-02-14 11:54 | 1.9914 | 2025-02-14 11:54 | 10.7767 |  | -0.96847 |  | 1.0185
[5 empty] | 2025-02-14 14:25 | 1.8326 | 2025-02-14 14:25 | 9.9043 |  | -0.93901 |  | 0.98901
[5 empty] | 2025-02-14 16:56 | 1.8777 | 2025-02-14 16:56 | 8.9483 |  | -0.98278 |  | 1.0328
[5 empty] | 2025-02-14 19:27 | 1.8623 | 2025-02-14 19:27 | 8.7915 |  | -0.96631 |  | 1.0163
[5 empty] | 2025-02-14 21:58 | 1.9703 | 2025-02-14 21:58 | 10.6818 |  | -0.98174 |  | 1.0317
[5 empty] | 2025-02-15 00:29 | 2.1012 | 2025-02-15 00:29 | 7.0913 |  | -0.9999 |  | 1.0499
[5 empty] | 2025-02-15 03:00 | 1.9794 | 2025-02-15 03:00 | 10.3745 |  | -0.9999 |  | 1.0499
[5 empty] | 2025-02-15 05:31 | 2.0601 | 2025-02-15 05:31 | 10.2862 |  | -0.96266 |  | 1.0127
[5 empty] | 2025-02-15 08:02 | 2.1881 | 2025-02-15 08:02 | 10.4122 |  | -0.94629 |  | 0.99629
[5 empty] | 2025-02-15 10:33 | 2.4117 | 2025-02-15 10:33 | 9.4684 |  | -0.9017 |  | 0.9517
[5 empty] | 2025-02-15 13:04 | 2.5479 | 2025-02-15 13:04 | 8.5558 |  | -0.93078 |  | 0.98078
[5 empty] | 2025-02-15 15:35 | 2.6306 | 2025-02-15 15:35 | 7.7627 |  | -0.89521 |  | 0.94521
[5 empty] | 2025-02-15 18:06 | 2.4222 | 2025-02-15 18:06 | 9.676 |  | -0.86025 |  | 0.91025
[5 empty] | 2025-02-15 20:37 | 2.3561 | 2025-02-15 20:37 | 9.6722 |  | -0.81536 |  | 0.86536
[5 empty] | 2025-02-15 23:08 | 2.4097 | 2025-02-15 23:08 | 10.2829 |  | -0.78402 |  | 0.83402
[5 empty] | 2025-02-16 01:39 | 2.3337 | 2025-02-16 01:39 | 7.4946 |  | -0.74351 |  | 0.79351
[5 empty] | 2025-02-16 04:10 | 2.5007 | 2025-02-16 04:10 | 10.5702 |  | -0.75648 |  | 0.80648
[5 empty] | 2025-02-16 06:41 | 2.6847 | 2025-02-16 06:41 | 7.879 |  | -0.73092 |  | 0.78092
[5 empty] | 2025-02-16 09:12 | 2.8913 | 2025-02-16 09:12 | 7.2021 |  | -0.75829 |  | 0.80829
[5 empty] | 2025-02-16 11:43 | 3.1356 | 2025-02-16 11:43 | 7.0019 |  | -0.80133 |  | 0.85133
[5 empty] | 2025-02-16 14:14 | 3.0535 | 2025-02-16 14:14 | 9.5834 |  | -0.78521 |  | 0.83521
[5 empty] | 2025-02-16 16:45 | 3.2105 | 2025-02-16 16:45 | 10.5926 |  | -0.77196 |  | 0.82196
[5 empty] | 2025-02-16 19:16 | 3.4269 | 2025-02-16 19:16 | 10.5907 |  | -0.76049 |  | 0.81049
[5 empty] | 2025-02-16 21:47 | 3.2424 | 2025-02-16 21:47 | 8.793 |  | -0.77792 |  | 0.82792
[5 empty] | 2025-02-17 00:18 | 3.3561 | 2025-02-17 00:18 | 7.8028 |  | -0.79793 |  | 0.84793
[5 empty] | 2025-02-17 02:49 | 3.5224 | 2025-02-17 02:49 | 10.6003 |  | -0.81675 |  | 0.86675
[5 empty] | 2025-02-17 05:20 | 3.3512 | 2025-02-17 05:20 | 7.5441 |  | -0.77421 |  | 0.82421
[5 empty] | 2025-02-17 07:51 | 3.4442 | 2025-02-17 07:51 | 8.1533 |  | -0.73746 |  | 0.78746
[5 empty] | 2025-02-17 10:22 | 3.5924 | 2025-02-17 10:22 | 8.3721 |  | -0.75898 |  | 0.80898
[5 empty] | 2025-02-17 12:53 | 3.4748 | 2025-02-17 12:53 | 8.7167 |  | -0.79233 |  | 0.84233
[5 empty] | 2025-02-17 15:24 | 3.4173 | 2025-02-17 15:24 | 9.3947 |  | -0.83212 |  | 0.88212
[5 empty] | 2025-02-17 17:55 | 3.5556 | 2025-02-17 17:55 | 9.072 |  | -0.85766 |  | 0.90766
[5 empty] | 2025-02-17 20:26 | 3.528 | 2025-02-17 20:26 | 7.9396 |  | -0.85823 |  | 0.90823
[5 empty] | 2025-02-17 22:57 | 3.4736 | 2025-02-17 22:57 | 10.5334 |  | -0.87117 |  | 0.92117
[5 empty] | 2025-02-18 01:28 | 3.5099 | 2025-02-18 01:28 | 8.6566 |  | -0.878 |  | 0.928
[5 empty] | 2025-02-18 03:59 | 3.578 | 2025-02-18 03:59 | 10.1063 |  | -0.90557 |  | 0.95557
[5 empty] | 2025-02-18 06:30 | 3.44 | 2025-02-18 06:30 | 8.85 |  | -0.95162 |  | 1.0016
[5 empty] | 2025-02-18 09:01 | 3.3122 | 2025-02-18 09:01 | 9.7914 |  | -0.96061 |  | 1.0106
[5 empty] | 2025-02-18 11:32 | 3.5013 | 2025-02-18 11:32 | 8.7893 |  | -0.99965 |  | 1.0497
[5 empty] | 2025-02-18 14:03 | 3.7262 | 2025-02-18 14:03 | 9.854 |  | -0.9999 |  | 1.0499
[5 empty] | 2025-02-18 16:34 | 3.4957 | 2025-02-18 16:34 | 7.559 |  | -0.9999 |  | 1.0499
[5 empty] | 2025-02-18 19:05 | 3.4272 | 2025-02-18 19:05 | 9.7876 |  | -0.9999 |  | 1.0499
[5 empty] | 2025-02-18 21:36 | 3.3292 | 2025-02-18 21:36 | 7.267 |  | -0.9999 |  | 1.0499
[5 empty] | 2025-02-19 00:07 | 3.4566 | 2025-02-19 00:07 | 7.1603 |  | -0.9999 |  | 1.0499
[5 empty] | 2025-02-19 02:38 | 3.3445 | 2025-02-19 02:38 | 10.786 |  | -0.9999 |  | 1.0499
[5 empty] | 2025-02-19 05:09 | 3.4663 | 2025-02-19 05:09 | 6.8751 |  | -0.95247 |  | 1.0025
[5 empty] | 2025-02-19 07:40 | 3.5407 | 2025-02-19 07:40 | 7.7634 |  | -0.99316 |  | 1.0432
[5 empty] | 2025-02-19 10:11 | 3.4696 | 2025-02-19 10:11 | 9.4682 |  | -0.96469 |  | 1.0147
[5 empty] | 2025-02-19 12:42 | 3.4344 | 2025-02-19 12:42 | 6.928 |  | -0.99174 |  | 1.0417
[5 empty] | 2025-02-19 15:13 | 3.3152 | 2025-02-19 15:13 | 6.9203 |  | -0.9999 |  | 1.0499
[5 empty] | 2025-02-19 17:44 | 3.4528 | 2025-02-19 17:44 | 7.2495 |  | -0.9597 |  | 1.0097
[5 empty] | 2025-02-19 20:15 | 3.6242 | 2025-02-19 20:15 | 9.4917 |  | -0.98068 |  | 1.0307
[5 empty] | 2025-02-19 22:46 | 3.7736 | 2025-02-19 22:46 | 10.5907 |  | -0.95015 |  | 1.0002
[5 empty] | 2025-02-20 01:17 | 3.9262 | 2025-02-20 01:17 | 10.4672 |  | -0.9974 |  | 1.0474
[5 empty] | 2025-02-20 03:48 | 4.1714 | 2025-02-20 03:48 | 9.8685 |  | -0.9999 |  | 1.0499
[5 empty] | 2025-02-20 06:19 | 4.0249 | 2025-02-20 06:19 | 7.928 |  | -0.9634 |  | 1.0134
[5 empty] | 2025-02-20 08:50 | 4.1629 | 2025-02-20 08:50 | 8.0601 |  | -0.99815 |  | 1.0481
[5 empty] | 2025-02-20 11:21 | 4.1681 | 2025-02-20 11:21 | 10.485 |  | -0.99275 |  | 1.0428
[5 empty] | 2025-02-20 13:52 | 4.2132 | 2025-02-20 13:52 | 9.6326 |  | -0.9999 |  | 1.0499
[5 empty] | 2025-02-20 16:23 | 4.4285 | 2025-02-20 16:23 | 10.513 |  | -0.97114 |  | 1.0211
[5 empty] | 2025-02-20 18:54 | 4.2035 | 2025-02-20 18:54 | 8.6902 |  | -0.95153 |  | 1.0015
[5 empty] | 2025-02-20 21:25 | 4.0149 | 2025-02-20 21:25 | 8.3127 |  | -0.90684 |  | 0.95684
[5 empty] | 2025-02-20 23:56 | 4.0881 | 2025-02-20 23:56 | 7.0706 |  | -0.94988 |  | 0.99988
[5 empty] | 2025-02-21 02:27 | 4.1533 | 2025-02-21 02:27 | 10.0005 |  | -0.90008 |  | 0.95008
[5 empty] | 2025-02-21 04:58 | 4.2845 | 2025-02-21 04:58 | 9.2234 |  | -0.90949 |  | 0.95949
[5 empty] | 2025-02-21 07:29 | 4.4593 | 2025-02-21 07:29 | 7.0631 |  | -0.88222 |  | 0.93222
[5 empty] | 2025-02-21 10:00 | 4.5516 | 2025-02-21 10:00 | 9.1868 |  | -0.89347 |  | 0.94347
[5 empty] | 2025-02-21 12:31 | 4.686 | 2025-02-21 12:31 | 9.6275 |  | -0.87424 |  | 0.92424
[5 empty] | 2025-02-21 15:02 | 4.5881 | 2025-02-21 15:02 | 10.2639 |  | -0.90104 |  | 0.95104
[5 empty] | 2025-02-21 17:33 | 4.3577 | 2025-02-21 17:33 | 9.8919 |  | -0.91413 |  | 0.96413
[5 empty] | 2025-02-21 20:04 | 4.5497 | 2025-02-21 20:04 | 10.3343 |  | -0.88888 |  | 0.93888
[5 empty] | 2025-02-21 22:35 | 4.6162 | 2025-02-21 22:35 | 10.4491 |  | -0.88721 |  | 0.93721
[5 empty] | 2025-02-22 01:06 | 4.5744 | 2025-02-22 01:06 | 10.7977 |  | -0.92068 |  | 0.97068
[5 empty] | 2025-02-22 03:37 | 4.3883 | 2025-02-22 03:37 | 7.8703 |  | -0.91134 |  | 0.96134
[5 empty] | 2025-02-22 06:08 | 4.4592 | 2025-02-22 06:08 | 10.6298 |  | -0.90504 |  | 0.95504
[5 empty] | 2025-02-22 08:39 | 4.2728 | 2025-02-22 08:39 | 10.368 |  | -0.85777 |  | 0.90777
[5 empty] | 2025-02-22 11:10 | 4.2541 | 2025-02-22 11:10 | 10.615 |  | -0.87961 |  | 0.92961
[5 empty] | 2025-02-22 13:41 | 4.4141 | 2025-02-22 13:41 | 8.0582 |  | -0.8976 |  | 0.9476
[5 empty] | 2025-02-22 16:12 | 4.3546 | 2025-02-22 16:12 | 8.7353 |  | -0.85215 |  | 0.90215
[5 empty] | 2025-02-22 18:43 | 4.3032 | 2025-02-22 18:43 | 8.0848 |  | -0.84642 |  | 0.89642
[5 empty] | 2025-02-22 21:14 | 4.386 | 2025-02-22 21:14 | 7.0034 |  | -0.83879 |  | 0.88879
[5 empty] | 2025-02-22 23:45 | 4.1792 | 2025-02-22 23:45 | 7.901 |  | -0.79486 |  | 0.84486
[5 empty] | 2025-02-23 02:16 | 4.0939 | 2025-02-23 02:16 | 8.7369 |  | -0.80932 |  | 0.85932
[5 empty] | 2025-02-23 04:47 | 4.223 | 2025-02-23 04:47 | 9.4923 |  | -0.84757 |  | 0.89757
[5 empty] | 2025-02-23 07:18 | 4.2403 | 2025-02-23 07:18 | 8.8304 |  | -0.87632 |  | 0.92632
[5 empty] | 2025-02-23 09:49 | 4.1089 | 2025-02-23 09:49 | 10.3983 |  | -0.83358 |  | 0.88358
[5 empty] | 2025-02-23 12:20 | 3.894 | 2025-02-23 12:20 | 10.0862 |  | -0.84371 |  | 0.89371
[5 empty] | 2025-02-23 14:51 | 4.0273 | 2025-02-23 14:51 | 6.9593 |  | -0.84164 |  | 0.89164
[5 empty] | 2025-02-23 17:22 | 3.8106 | 2025-02-23 17:22 | 10.0073 |  | -0.8346 |  | 0.8846
[5 empty] | 2025-02-23 19:53 | 3.8372 | 2025-02-23 19:53 | 9.6516 |  | -0.78783 |  | 0.83783
[5 empty] | 2025-02-23 22:24 | 3.6414 | 2025-02-23 22:24 | 8.9267 |  | -0.74825 |  | 0.79825
[5 empty] | 2025-02-24 00:55 | 3.619 | 2025-02-24 00:55 | 10.6801 |  | -0.79371 |  | 0.84371
[5 empty] | 2025-02-24 03:26 | 3.4903 | 2025-02-24 03:26 | 7.7162 |  | -0.78155 |  | 0.83155
[5 empty] | 2025-02-24 05:57 | 3.5775 | 2025-02-24 05:57 | 8.9292 |  | -0.74895 |  | 0.79895
[5 empty] | 2025-02-24 08:28 | 3.5506 | 2025-02-24 08:28 | 10.5219 |  | -0.78515 |  | 0.83515
[5 empty] | 2025-02-24 10:59 | 3.4664 | 2025-02-24 10:59 | 10.4347 |  | -0.75385 |  | 0.80385
[5 empty] | 2025-02-24 13:30 | 3.3062 | 2025-02-24 13:30 | 7.47 |  | -0.79395 |  | 0.84395
[5 empty] | 2025-02-24 16:01 | 3.1357 | 2025-02-24 16:01 | 8.6272 |  | -0.75055 |  | 0.80055
[5 empty] | 2025-02-24 18:32 | 3.047 | 2025-02-24 18:32 | 8.6615 |  | -0.7865 |  | 0.8365
[5 empty] | 2025-02-24 21:03 | 3.1773 | 2025-02-24 21:03 | 7.3498 |  | -0.80791 |  | 0.85791
[5 empty] | 2025-02-24 23:34 | 3.0178 | 2025-02-24 23:34 | 8.0769 |  | -0.7645 |  | 0.8145
[5 empty] | 2025-02-25 02:05 | 2.796 | 2025-02-25 02:05 | 7.4106 |  | -0.77708 |  | 0.82708
[5 empty] | 2025-02-25 04:36 | 2.7226 | 2025-02-25 04:36 | 9.594 |  | -0.74486 |  | 0.79486
[5 empty] | 2025-02-25 07:07 | 2.6155 | 2025-02-25 07:07 | 7.1672 |  | -0.77859 |  | 0.82859
[5 empty] | 2025-02-25 09:38 | 2.5256 | 2025-02-25 09:38 | 10.3554 |  | -0.80062 |  | 0.85062
[5 empty] | 2025-02-25 12:09 | 2.4693 | 2025-02-25 12:09 | 10.4018 |  | -0.77134 |  | 0.82134
[5 empty] | 2025-02-25 14:40 | 2.5752 | 2025-02-25 14:40 | 7.6434 |  | -0.76779 |  | 0.81779
[5 empty] | 2025-02-25 17:11 | 2.556 | 2025-02-25 17:11 | 10.794 |  | -0.77704 |  | 0.82704
[5 empty] | 2025-02-25 19:42 | 2.5389 | 2025-02-25 19:42 | 6.8526 |  | -0.76934 |  | 0.81934
[5 empty] | 2025-02-25 22:13 | 2.4382 | 2025-02-25 22:13 | 7.7268 |  | -0.74027 |  | 0.79027
[5 empty] | 2025-02-26 00:44 | 2.3289 | 2025-02-26 00:44 | 10.0939 |  | -0.73467 |  | 0.78467
[5 empty] | 2025-02-26 03:15 | 2.281 | 2025-02-26 03:15 | 8.1058 |  | -0.76532 |  | 0.81532
[5 empty] | 2025-02-26 05:46 | 2.1032 | 2025-02-26 05:46 | 7.2916 |  | -0.75457 |  | 0.80457
[5 empty] | 2025-02-26 08:17 | 1.994 | 2025-02-26 08:17 | 7.9631 |  | -0.72149 |  | 0.77149
[5 empty] | 2025-02-26 10:48 | 1.8593 | 2025-02-26 10:48 | 8.0843 |  | -0.71933 |  | 0.76933
[5 empty] | 2025-02-26 13:19 | 2.0939 | 2025-02-26 13:19 | 7.1866 |  | -0.67736 |  | 0.72736
[5 empty] | 2025-02-26 15:50 | 2.1803 | 2025-02-26 15:50 | 9.6623 |  | -0.69599 |  | 0.74599
[5 empty] | 2025-02-26 18:21 | 2.3443 | 2025-02-26 18:21 | 7.6926 |  | -0.72552 |  | 0.77552
[5 empty] | 2025-02-26 20:52 | 2.5226 | 2025-02-26 20:52 | 10.3318 |  | -0.73884 |  | 0.78884
[5 empty] | 2025-02-26 23:23 | 2.7041 | 2025-02-26 23:23 | 7.71 |  | -0.71867 |  | 0.76867
[5 empty] | 2025-02-27 01:54 | 2.7264 | 2025-02-27 01:54 | 7.3323 |  | -0.70199 |  | 0.75199
[5 empty] | 2025-02-27 04:25 | 2.9644 | 2025-02-27 04:25 | 10.5935 |  | -0.70332 |  | 0.75332
[5 empty] | 2025-02-27 06:56 | 2.9149 | 2025-02-27 06:56 | 8.8724 |  | -0.66708 |  | 0.71708
[5 empty] | 2025-02-27 09:27 | 2.7929 | 2025-02-27 09:27 | 7.9611 |  | -0.62859 |  | 0.67859
[5 empty] | 2025-02-27 11:58 | 2.5903 | 2025-02-27 11:58 | 7.4962 |  | -0.67834 |  | 0.72834
[5 empty] | 2025-02-27 14:29 | 2.5246 | 2025-02-27 14:29 | 10.0908 |  | -0.70247 |  | 0.75247
[5 empty] | 2025-02-27 17:00 | 2.6467 | 2025-02-27 17:00 | 7.9024 |  | -0.71354 |  | 0.76354
[5 empty] | 2025-02-27 19:31 | 2.5534 | 2025-02-27 19:31 | 9.0712 |  | -0.74473 |  | 0.79473
[5 empty] | 2025-02-27 22:02 | 2.3389 | 2025-02-27 22:02 | 9.4192 |  | -0.72309 |  | 0.77309
[5 empty] | 2025-02-28 00:33 | 2.2576 | 2025-02-28 00:33 | 7.7069 |  | -0.73746 |  | 0.78746
[5 empty] | 2025-02-28 03:04 | 2.2164 | 2025-02-28 03:04 | 7.8231 |  | -0.71175 |  | 0.76175
[5 empty] | 2025-02-28 05:35 | 2.2407 | 2025-02-28 05:35 | 8.7721 |  | -0.74543 |  | 0.79543
[5 empty] | 2025-02-28 08:06 | 2.2466 | 2025-02-28 08:06 | 8.9127 |  | -0.7004 |  | 0.7504
[5 empty] | 2025-02-28 10:37 | 2.2474 | 2025-02-28 10:37 | 7.438 |  | -0.74987 |  | 0.79987
[5 empty] | 2025-02-28 13:08 | 2.369 | 2025-02-28 13:08 | 8.527 |  | -0.79835 |  | 0.84835
[5 empty] | 2025-02-28 15:39 | 2.586 | 2025-02-28 15:39 | 10.2482 |  | -0.79687 |  | 0.84687
[5 empty] | 2025-02-28 18:10 | 2.5911 | 2025-02-28 18:10 | 8.995 |  | -0.84453 |  | 0.89453
[5 empty] | 2025-02-28 20:41 | 2.4208 | 2025-02-28 20:41 | 6.8581 |  | -0.82296 |  | 0.87296
[5 empty] | 2025-02-28 23:12 | 2.5505 | 2025-02-28 23:12 | 8.7406 |  | -0.81183 |  | 0.86183
[5 empty] | 2025-03-01 01:43 | 2.3349 | 2025-03-01 01:43 | 7.3821 |  | -0.78448 |  | 0.83448
[5 empty] | 2025-03-01 04:14 | 2.1739 | 2025-03-01 04:14 | 10.3128 |  | -0.78038 |  | 0.83038
[5 empty] | 2025-03-01 06:45 | 2.3255 | 2025-03-01 06:45 | 10.7356 |  | -0.735 |  | 0.785
[5 empty] | 2025-03-01 09:16 | 2.5685 | 2025-03-01 09:16 | 10.4147 |  | -0.73963 |  | 0.78963
[5 empty] | 2025-03-01 11:47 | 2.484 | 2025-03-01 11:47 | 10.6979 |  | -0.69252 |  | 0.74252
[5 empty] | 2025-03-01 14:18 | 2.312 | 2025-03-01 14:18 | 8.3379 |  | -0.71589 |  | 0.76589
[5 empty] | 2025-03-01 16:49 | 2.2208 | 2025-03-01 16:49 | 6.923 |  | -0.69564 |  | 0.74564
[5 empty] | 2025-03-01 19:20 | 2.3836 | 2025-03-01 19:20 | 8.7346 |  | -0.71402 |  | 0.76402
[5 empty] | 2025-03-01 21:51 | 2.1572 | 2025-03-01 21:51 | 8.4709 |  | -0.76339 |  | 0.81339
[5 empty] | 2025-03-02 00:22 | 2.3035 | 2025-03-02 00:22 | 10.6653 |  | -0.80393 |  | 0.85393
[5 empty] | 2025-03-02 02:53 | 2.3618 | 2025-03-02 02:53 | 6.8283 |  | -0.83294 |  | 0.88294
[5 empty] | 2025-03-02 05:24 | 2.3949 | 2025-03-02 05:24 | 10.7081 |  | -0.88206 |  | 0.93206
[5 empty] | 2025-03-02 07:55 | 2.2989 | 2025-03-02 07:55 | 9.8072 |  | -0.87076 |  | 0.92076
[5 empty] | 2025-03-02 10:26 | 2.3094 | 2025-03-02 10:26 | 10.7091 |  | -0.90545 |  | 0.95545
[5 empty] | 2025-03-02 12:57 | 2.2216 | 2025-03-02 12:57 | 6.9432 |  | -0.88933 |  | 0.93933
[5 empty] | 2025-03-02 15:28 | 2.438 | 2025-03-02 15:28 | 6.8509 |  | -0.91332 |  | 0.96332
[5 empty] | 2025-03-02 17:59 | 2.2516 | 2025-03-02 17:59 | 7.9117 |  | -0.95682 |  | 1.0068
[5 empty] | 2025-03-02 20:30 | 2.4811 | 2025-03-02 20:30 | 7.3104 |  | -0.97324 |  | 1.0232
[5 empty] | 2025-03-02 23:01 | 2.731 | 2025-03-02 23:01 | 8.2768 |  | -0.93791 |  | 0.98791
[5 empty] | 2025-03-03 01:32 | 2.7148 | 2025-03-03 01:32 | 7.337 |  | -0.94335 |  | 0.99335
[5 empty] | 2025-03-03 04:03 | 2.7767 | 2025-03-03 04:03 | 7.1962 |  | -0.9328 |  | 0.9828
[5 empty] | 2025-03-03 06:34 | 2.9959 | 2025-03-03 06:34 | 9.9535 |  | -0.96178 |  | 1.0118
[5 empty] | 2025-03-03 09:05 | 2.9038 | 2025-03-03 09:05 | 7.2835 |  | -0.98545 |  | 1.0355
[5 empty] | 2025-03-03 11:36 | 2.8541 | 2025-03-03 11:36 | 10.0978 |  | -0.9742 |  | 1.0242
[5 empty] | 2025-03-03 14:07 | 2.8922 | 2025-03-03 14:07 | 7.2811 |  | -0.9663 |  | 1.0163
[5 empty] | 2025-03-03 16:38 | 2.8111 | 2025-03-03 16:38 | 7.2846 |  | -0.93311 |  | 0.98311
[5 empty] | 2025-03-03 19:09 | 2.8498 | 2025-03-03 19:09 | 7.6586 |  | -0.88453 |  | 0.93453
[5 empty] | 2025-03-03 21:40 | 2.6371 | 2025-03-03 21:40 | 8.2526 |  | -0.89875 |  | 0.94875
[5 empty] | 2025-03-04 00:11 | 2.7528 | 2025-03-04 00:11 | 7.6848 |  | -0.8904 |  | 0.9404
[5 empty] | 2025-03-04 02:42 | 2.7817 | 2025-03-04 02:42 | 7.5657 |  | -0.90896 |  | 0.95896
[5 empty] | 2025-03-04 05:13 | 2.8091 | 2025-03-04 05:13 | 7.7048 |  | -0.89746 |  | 0.94746
[5 empty] | 2025-03-04 07:44 | 2.7511 | 2025-03-04 07:44 | 7.0528 |  | -0.89888 |  | 0.94888
[5 empty] | 2025-03-04 10:15 | 2.9769 | 2025-03-04 10:15 | 9.154 |  | -0.9283 |  | 0.9783
[5 empty] | 2025-03-04 12:46 | 2.8128 | 2025-03-04 12:46 | 7.0998 |  | -0.90204 |  | 0.95204
[5 empty] | 2025-03-04 15:17 | 2.631 | 2025-03-04 15:17 | 8.5311 |  | -0.86374 |  | 0.91374
[5 empty] | 2025-03-04 17:48 | 2.6093 | 2025-03-04 17:48 | 8.5053 |  | -0.86147 |  | 0.91147
[5 empty] | 2025-03-04 20:19 | 2.4545 | 2025-03-04 20:19 | 10.1976 |  | -0.86282 |  | 0.91282
[5 empty] | 2025-03-04 22:50 | 2.2889 | 2025-03-04 22:50 | 6.8794 |  | -0.89075 |  | 0.94075
[5 empty] | 2025-03-05 01:21 | 2.1969 | 2025-03-05 01:21 | 7.2303 |  | -0.86743 |  | 0.91743
[5 empty] | 2025-03-05 03:52 | 2.0177 | 2025-03-05 03:52 | 10.1272 |  | -0.87266 |  | 0.92266
[5 empty] | 2025-03-05 06:23 | 2.2412 | 2025-03-05 06:23 | 10.2034 |  | -0.84417 |  | 0.89417
[5 empty] | 2025-03-05 08:54 | 2.131 | 2025-03-05 08:54 | 9.8765 |  | -0.86259 |  | 0.91259
[5 empty] | 2025-03-05 11:25 | 2.0228 | 2025-03-05 11:25 | 9.1864 |  | -0.87966 |  | 0.92966
[5 empty] | 2025-03-05 13:56 | 1.8649 | 2025-03-05 13:56 | 7.838 |  | -0.87811 |  | 0.92811
[5 empty] | 2025-03-05 16:27 | 1.9689 | 2025-03-05 16:27 | 8.9689 |  | -0.84964 |  | 0.89964
[5 empty] | 2025-03-05 18:58 | 2.0625 | 2025-03-05 18:58 | 7.7679 |  | -0.87401 |  | 0.92401
[5 empty] | 2025-03-05 21:29 | 1.829 | 2025-03-05 21:29 | 10.1483 |  | -0.91274 |  | 0.96274
[5 empty] | 2025-03-06 | 1.7279 | 2025-03-06 | 6.8719 |  | -0.88837 |  | 0.93837
[5 empty] | 2025-03-06 02:31 | 1.7621 | 2025-03-06 02:31 | 9.3651 |  | -0.88119 |  | 0.93119
[5 empty] | 2025-03-06 05:02 | 1.6729 | 2025-03-06 05:02 | 8.1761 |  | -0.9199 |  | 0.9699
[5 empty] | 2025-03-06 07:33 | 1.6989 | 2025-03-06 07:33 | 7.0658 |  | -0.92791 |  | 0.97791
[5 empty] | 2025-03-06 10:04 | 1.7 | 2025-03-06 10:04 | 9.0097 |  | -0.90275 |  | 0.95275
[5 empty] | 2025-03-06 12:35 | 1.5923 | 2025-03-06 12:35 | 10.5724 |  | -0.88371 |  | 0.93371
[5 empty] | 2025-03-06 15:06 | 1.5602 | 2025-03-06 15:06 | 8.3734 |  | -0.83884 |  | 0.88884
[5 empty] | 2025-03-06 17:37 | 1.5185 | 2025-03-06 17:37 | 7.6936 |  | -0.85654 |  | 0.90654
[5 empty] | 2025-03-06 20:08 | 1.4986 | 2025-03-06 20:08 | 7.5396 |  | -0.87028 |  | 0.92028
[5 empty] | 2025-03-06 22:39 | 1.6897 | 2025-03-06 22:39 | 9.7966 |  | -0.86511 |  | 0.91511
[5 empty] | 2025-03-07 01:10 | 1.5116 | 2025-03-07 01:10 | 8.583 |  | -0.8504 |  | 0.9004
[5 empty] | 2025-03-07 03:41 | 1.6013 | 2025-03-07 03:41 | 8.8259 |  | -0.8232 |  | 0.8732
[5 empty] | 2025-03-07 06:12 | 1.8149 | 2025-03-07 06:12 | 8.9227 |  | -0.79496 |  | 0.84496
[5 empty] | 2025-03-07 08:43 | 1.7873 | 2025-03-07 08:43 | 8.1607 |  | -0.77382 |  | 0.82382
[5 empty] | 2025-03-07 11:14 | 1.7003 | 2025-03-07 11:14 | 7.3961 |  | -0.8156 |  | 0.8656
[5 empty] | 2025-03-07 13:45 | 1.62 | 2025-03-07 13:45 | 8.1152 |  | -0.86225 |  | 0.91225
[5 empty] | 2025-03-07 16:16 | 1.4596 | 2025-03-07 16:16 | 8.135 |  | -0.85438 |  | 0.90438
[5 empty] | 2025-03-07 18:47 | 1.367 | 2025-03-07 18:47 | 8.1049 |  | -0.83274 |  | 0.88274
[5 empty] | 2025-03-07 21:18 | 1.51 | 2025-03-07 21:18 | 7.3026 |  | -0.82638 |  | 0.87638
[5 empty] | 2025-03-07 23:49 | 1.7545 | 2025-03-07 23:49 | 8.9975 |  | -0.84135 |  | 0.89135
[5 empty] | 2025-03-08 02:20 | 1.9744 | 2025-03-08 02:20 | 10.6796 |  | -0.80572 |  | 0.85572
[5 empty] | 2025-03-08 04:51 | 1.839 | 2025-03-08 04:51 | 10.1263 |  | -0.79003 |  | 0.84003
[5 empty] | 2025-03-08 07:22 | 1.8005 | 2025-03-08 07:22 | 6.9631 |  | -0.78856 |  | 0.83856
[5 empty] | 2025-03-08 09:53 | 1.9593 | 2025-03-08 09:53 | 10.1528 |  | -0.79189 |  | 0.84189
[5 empty] | 2025-03-08 12:24 | 1.9203 | 2025-03-08 12:24 | 9.8077 |  | -0.78894 |  | 0.83894
[5 empty] | 2025-03-08 14:55 | 2.1507 | 2025-03-08 14:55 | 7.2277 |  | -0.75019 |  | 0.80019
[5 empty] | 2025-03-08 17:26 | 1.9959 | 2025-03-08 17:26 | 9.556 |  | -0.71176 |  | 0.76176
[5 empty] | 2025-03-08 19:57 | 1.8567 | 2025-03-08 19:57 | 10.4771 |  | -0.73848 |  | 0.78848
[5 empty] | 2025-03-08 22:28 | 1.815 | 2025-03-08 22:28 | 8.0988 |  | -0.78741 |  | 0.83741
[5 empty] | 2025-03-09 00:59 | 1.7215 | 2025-03-09 00:59 | 6.9542 |  | -0.76588 |  | 0.81588
[5 empty] | 2025-03-09 03:30 | 1.8528 | 2025-03-09 03:30 | 10.0042 |  | -0.81578 |  | 0.86578
[5 empty] | 2025-03-09 06:01 | 1.7042 | 2025-03-09 06:01 | 7.9112 |  | -0.77342 |  | 0.82342
[5 empty] | 2025-03-09 08:32 | 1.4715 | 2025-03-09 08:32 | 9.029 |  | -0.81186 |  | 0.86186
[5 empty] | 2025-03-09 11:03 | 1.5353 | 2025-03-09 11:03 | 10.362 |  | -0.84985 |  | 0.89985
[5 empty] | 2025-03-09 13:34 | 1.3103 | 2025-03-09 13:34 | 8.0645 |  | -0.87582 |  | 0.92582
[5 empty] | 2025-03-09 16:05 | 1.3744 | 2025-03-09 16:05 | 10.4949 |  | -0.83459 |  | 0.88459
[5 empty] | 2025-03-09 18:36 | 1.5738 | 2025-03-09 18:36 | 8.1962 |  | -0.8063 |  | 0.8563
[5 empty] | 2025-03-09 21:07 | 1.3759 | 2025-03-09 21:07 | 8.7056 |  | -0.85531 |  | 0.90531
[5 empty] | 2025-03-09 23:38 | 1.1415 | 2025-03-09 23:38 | 9.1231 |  | -0.87527 |  | 0.92527
[5 empty] | 2025-03-10 02:09 | 1.0849 | 2025-03-10 02:09 | 10.7388 |  | -0.8404 |  | 0.8904
[5 empty] | 2025-03-10 04:40 | 0.85984 | 2025-03-10 04:40 | 10.3527 |  | -0.83938 |  | 0.88938
[5 empty] | 2025-03-10 07:11 | 0.91843 | 2025-03-10 07:11 | 7.991 |  | -0.87433 |  | 0.92433
[5 empty] | 2025-03-10 09:42 | 0.88772 | 2025-03-10 09:42 | 8.3647 |  | -0.89871 |  | 0.94871
[5 empty] | 2025-03-10 12:13 | 0.99561 | 2025-03-10 12:13 | 7.4057 |  | -0.90457 |  | 0.95457
[5 empty] | 2025-03-10 14:44 | 0.82666 | 2025-03-10 14:44 | 9.8009 |  | -0.93478 |  | 0.98478
[5 empty] | 2025-03-10 17:15 | 0.68992 | 2025-03-10 17:15 | 7.2806 |  | -0.91073 |  | 0.96073
[5 empty] | 2025-03-10 19:46 | 0.827 | 2025-03-10 19:46 | 7.7627 |  | -0.90926 |  | 0.95926
[5 empty] | 2025-03-10 22:17 | 1.0617 | 2025-03-10 22:17 | 10.7299 |  | -0.95484 |  | 1.0048
[5 empty] | 2025-03-11 00:48 | 0.88287 | 2025-03-11 00:48 | 7.7382 |  | -0.93748 |  | 0.98748
[5 empty] | 2025-03-11 03:19 | 0.99073 | 2025-03-11 03:19 | 8.1458 |  | -0.96031 |  | 1.0103
[5 empty] | 2025-03-11 05:50 | 1.186 | 2025-03-11 05:50 | 6.8764 |  | -0.97712 |  | 1.0271
[5 empty] | 2025-03-11 08:21 | 1.049 | 2025-03-11 08:21 | 7.1885 |  | -0.94263 |  | 0.99263
[5 empty] | 2025-03-11 10:52 | 1.2566 | 2025-03-11 10:52 | 7.6232 |  | -0.97118 |  | 1.0212
[5 empty] | 2025-03-11 13:23 | 1.452 | 2025-03-11 13:23 | 7.8464 |  | -0.93587 |  | 0.98587
[5 empty] | 2025-03-11 15:54 | 1.4706 | 2025-03-11 15:54 | 9.3917 |  | -0.9133 |  | 0.9633
[5 empty] | 2025-03-11 18:25 | 1.6808 | 2025-03-11 18:25 | 10.3178 |  | -0.89338 |  | 0.94338
[5 empty] | 2025-03-11 20:56 | 1.6599 | 2025-03-11 20:56 | 6.8394 |  | -0.90612 |  | 0.95612
[5 empty] | 2025-03-11 23:27 | 1.7137 | 2025-03-11 23:27 | 7.8568 |  | -0.90182 |  | 0.95182
[5 empty] | 2025-03-12 01:58 | 1.7429 | 2025-03-12 01:58 | 10.4456 |  | -0.91374 |  | 0.96374
[5 empty] | 2025-03-12 04:29 | 1.5458 | 2025-03-12 04:29 | 10.5618 |  | -0.95748 |  | 1.0075
[5 empty] | 2025-03-12 07:00 | 1.5953 | 2025-03-12 07:00 | 7.1412 |  | -0.9999 |  | 1.0499
[5 empty] | 2025-03-12 09:31 | 1.4049 | 2025-03-12 09:31 | 8.2759 |  | -0.9999 |  | 1.0499
[5 empty] | 2025-03-12 12:02 | 1.3947 | 2025-03-12 12:02 | 8.9719 |  | -0.9999 |  | 1.0499
[5 empty] | 2025-03-12 14:33 | 1.4795 | 2025-03-12 14:33 | 7.5565 |  | -0.9999 |  | 1.0499
[5 empty] | 2025-03-12 17:04 | 1.3139 | 2025-03-12 17:04 | 7.3456 |  | -0.9999 |  | 1.0499
[5 empty] | 2025-03-12 19:35 | 1.3008 | 2025-03-12 19:35 | 9.8916 |  | -0.9999 |  | 1.0499
[5 empty] | 2025-03-12 22:06 | 1.2356 | 2025-03-12 22:06 | 8.5309 |  | -0.98228 |  | 1.0323
[5 empty] | 2025-03-13 00:37 | 1.0131 | 2025-03-13 00:37 | 9.3906 |  | -0.9999 |  | 1.0499
[5 empty] | 2025-03-13 03:08 | 0.89726 | 2025-03-13 03:08 | 7.6587 |  | -0.97278 |  | 1.0228
[5 empty] | 2025-03-13 05:39 | 0.72294 | 2025-03-13 05:39 | 7.1104 |  | -0.95706 |  | 1.0071
[5 empty] | 2025-03-13 08:10 | 0.92773 | 2025-03-13 08:10 | 7.2735 |  | -0.94567 |  | 0.99567
[5 empty] | 2025-03-13 10:41 | 0.83509 | 2025-03-13 10:41 | 8.8059 |  | -0.95155 |  | 1.0015
[5 empty] | 2025-03-13 13:12 | 0.71335 | 2025-03-13 13:12 | 9.2171 |  | -0.97391 |  | 1.0239
[5 empty] | 2025-03-13 15:43 | 0.59694 | 2025-03-13 15:43 | 9.8354 |  | -0.9999 |  | 1.0499
[5 empty] | 2025-03-13 18:14 | 0.63661 | 2025-03-13 18:14 | 8.6972 |  | -0.9999 |  | 1.0499
[5 empty] | 2025-03-13 20:45 | 0.4046 | 2025-03-13 20:45 | 7.3875 |  | -0.9999 |  | 1.0499
[5 empty] | 2025-03-13 23:16 | 0.2149 | 2025-03-13 23:16 | 8.7655 |  | -0.9999 |  | 1.0499
[5 empty] | 2025-03-14 01:47 | 0.4056 | 2025-03-14 01:47 | 10.555 |  | -0.95192 |  | 1.0019
[5 empty] | 2025-03-14 04:18 | 0.23836 | 2025-03-14 04:18 | 10.2633 |  | -0.95962 |  | 1.0096
[5 empty] | 2025-03-14 06:49 | 0.21367 | 2025-03-14 06:49 | 9.899 |  | -0.94568 |  | 0.99568
[5 empty] | 2025-03-14 09:20 | 0.013524 | 2025-03-14 09:20 | 8.3647 |  | -0.93763 |  | 0.98763
[5 empty] | 2025-03-14 11:51 | 0.11583 | 2025-03-14 11:51 | 9.8264 |  | -0.96046 |  | 1.0105
[5 empty] | 2025-03-14 14:22 | 0.27185 | 2025-03-14 14:22 | 8.2056 |  | -0.91389 |  | 0.96389
[5 empty] | 2025-03-14 16:53 | 0.10787 | 2025-03-14 16:53 | 8.3851 |  | -0.89584 |  | 0.94584
[5 empty] | 2025-03-14 19:24 | 0.079112 | 2025-03-14 19:24 | 9.01 |  | -0.91141 |  | 0.96141
[5 empty] | 2025-03-14 21:55 | 0.055178 | 2025-03-14 21:55 | 10.096 |  | -0.88164 |  | 0.93164
[5 empty] | 2025-03-15 00:26 | 0.15788 | 2025-03-15 00:26 | 8.045 |  | -0.86034 |  | 0.91034
[5 empty] | 2025-03-15 02:57 | 0.30821 | 2025-03-15 02:57 | 8.2355 |  | -0.87903 |  | 0.92903
[5 empty] | 2025-03-15 05:28 | 0.51001 | 2025-03-15 05:28 | 7.0071 |  | -0.85625 |  | 0.90625
[5 empty] | 2025-03-15 07:59 | 0.46427 | 2025-03-15 07:59 | 9.6537 |  | -0.86863 |  | 0.91863
[5 empty] | 2025-03-15 10:30 | 0.49043 | 2025-03-15 10:30 | 9.4587 |  | -0.84961 |  | 0.89961
[5 empty] | 2025-03-15 13:01 | 0.25692 | 2025-03-15 13:01 | 8.6125 |  | -0.89896 |  | 0.94896
[5 empty] | 2025-03-15 15:32 | 0.096733 | 2025-03-15 15:32 | 9.9897 |  | -0.92227 |  | 0.97227
[5 empty] | 2025-03-15 18:03 | 0.057974 | 2025-03-15 18:03 | 9.4335 |  | -0.94012 |  | 0.99012
[5 empty] | 2025-03-15 20:34 | 0.26072 | 2025-03-15 20:34 | 7.2086 |  | -0.95166 |  | 1.0017
[5 empty] | 2025-03-15 23:05 | 0.18466 | 2025-03-15 23:05 | 7.8096 |  | -0.97384 |  | 1.0238
[5 empty] | 2025-03-16 01:36 | 0.22021 | 2025-03-16 01:36 | 7.4177 |  | -0.95532 |  | 1.0053
[5 empty] | 2025-03-16 04:07 | 0.079379 | 2025-03-16 04:07 | 10.3833 |  | -0.98735 |  | 1.0374
[5 empty] | 2025-03-16 06:38 | 0.01145 | 2025-03-16 06:38 | 9.8462 |  | -0.9999 |  | 1.0499
[5 empty] | 2025-03-16 09:09 | 0.18263 | 2025-03-16 09:09 | 8.5029 |  | -0.9999 |  | 1.0499
[5 empty] | 2025-03-16 11:40 | 0.38551 | 2025-03-16 11:40 | 8.719 |  | -0.96294 |  | 1.0129
[5 empty] | 2025-03-16 14:11 | 0.38575 | 2025-03-16 14:11 | 7.1137 |  | -0.93648 |  | 0.98648
[5 empty] | 2025-03-16 16:42 | 0.57755 | 2025-03-16 16:42 | 8.5016 |  | -0.98641 |  | 1.0364
[5 empty] | 2025-03-16 19:13 | 0.53445 | 2025-03-16 19:13 | 6.9652 |  | -0.95379 |  | 1.0038
[5 empty] | 2025-03-16 21:44 | 0.51753 | 2025-03-16 21:44 | 8.04 |  | -0.93514 |  | 0.98514
[5 empty] | 2025-03-17 00:15 | 0.53917 | 2025-03-17 00:15 | 10.6531 |  | -0.97694 |  | 1.0269
[5 empty] | 2025-03-17 02:46 | 0.68545 | 2025-03-17 02:46 | 7.211 |  | -0.92862 |  | 0.97862
[5 empty] | 2025-03-17 05:17 | 0.91022 | 2025-03-17 05:17 | 7.5793 |  | -0.97732 |  | 1.0273
[5 empty] | 2025-03-17 07:48 | 0.86123 | 2025-03-17 07:48 | 8.9189 |  | -0.9999 |  | 1.0499
[5 empty] | 2025-03-17 10:19 | 0.76862 | 2025-03-17 10:19 | 6.8449 |  | -0.95768 |  | 1.0077
[5 empty] | 2025-03-17 12:50 | 0.6457 | 2025-03-17 12:50 | 9.0265 |  | -0.95503 |  | 1.005
[5 empty] | 2025-03-17 15:21 | 0.81913 | 2025-03-17 15:21 | 7.3337 |  | -0.9465 |  | 0.9965
[5 empty] | 2025-03-17 17:52 | 0.8094 | 2025-03-17 17:52 | 7.4874 |  | -0.9617 |  | 1.0117
[5 empty] | 2025-03-17 20:23 | 1.0167 | 2025-03-17 20:23 | 9.6823 |  | -0.93822 |  | 0.98822
[5 empty] | 2025-03-17 22:54 | 1.0567 | 2025-03-17 22:54 | 10.6224 |  | -0.96441 |  | 1.0144
[5 empty] | 2025-03-18 01:25 | 1.183 | 2025-03-18 01:25 | 7.1331 |  | -0.96506 |  | 1.0151
[5 empty] | 2025-03-18 03:56 | 1.4175 | 2025-03-18 03:56 | 8.9308 |  | -0.96939 |  | 1.0194
[5 empty] | 2025-03-18 06:27 | 1.2512 | 2025-03-18 06:27 | 9.3712 |  | -0.98519 |  | 1.0352
[5 empty] | 2025-03-18 08:58 | 1.3913 | 2025-03-18 08:58 | 9.3547 |  | -0.93584 |  | 0.98584
[5 empty] | 2025-03-18 11:29 | 1.2564 | 2025-03-18 11:29 | 6.9662 |  | -0.97316 |  | 1.0232
[5 empty] | 2025-03-18 14:00 | 1.0323 | 2025-03-18 14:00 | 8.6584 |  | -0.92908 |  | 0.97908
[5 empty] | 2025-03-18 16:31 | 0.97618 | 2025-03-18 16:31 | 7.4923 |  | -0.94749 |  | 0.99749
[5 empty] | 2025-03-18 19:02 | 0.85925 | 2025-03-18 19:02 | 10.725 |  | -0.90474 |  | 0.95474
[5 empty] | 2025-03-18 21:33 | 0.9704 | 2025-03-18 21:33 | 9.3292 |  | -0.93648 |  | 0.98648
[5 empty] | 2025-03-19 00:04 | 0.94161 | 2025-03-19 00:04 | 9.1048 |  | -0.91247 |  | 0.96247
[5 empty] | 2025-03-19 02:35 | 0.96406 | 2025-03-19 02:35 | 9.4924 |  | -0.91776 |  | 0.96776
[5 empty] | 2025-03-19 05:06 | 0.87842 | 2025-03-19 05:06 | 7.8363 |  | -0.88699 |  | 0.93699
[5 empty] | 2025-03-19 07:37 | 0.82345 | 2025-03-19 07:37 | 10.0795 |  | -0.85058 |  | 0.90058
[5 empty] | 2025-03-19 10:08 | 0.98796 | 2025-03-19 10:08 | 10.3085 |  | -0.8893 |  | 0.9393
[5 empty] | 2025-03-19 12:39 | 1.1507 | 2025-03-19 12:39 | 7.5938 |  | -0.92605 |  | 0.97605
[5 empty] | 2025-03-19 15:10 | 1.2407 | 2025-03-19 15:10 | 10.5106 |  | -0.91861 |  | 0.96861
[5 empty] | 2025-03-19 17:41 | 1.3714 | 2025-03-19 17:41 | 6.9377 |  | -0.90325 |  | 0.95325
[5 empty] | 2025-03-19 20:12 | 1.1474 | 2025-03-19 20:12 | 10.8015 |  | -0.91967 |  | 0.96967
[5 empty] | 2025-03-19 22:43 | 1.0894 | 2025-03-19 22:43 | 9.5629 |  | -0.94868 |  | 0.99868
[5 empty] | 2025-03-20 01:14 | 1.3128 | 2025-03-20 01:14 | 10.3587 |  | -0.96593 |  | 1.0159
[5 empty] | 2025-03-20 03:45 | 1.3329 | 2025-03-20 03:45 | 6.9424 |  | -0.91595 |  | 0.96595
[5 empty] | 2025-03-20 06:16 | 1.2141 | 2025-03-20 06:16 | 7.3799 |  | -0.92246 |  | 0.97246
[5 empty] | 2025-03-20 08:47 | 1.0002 | 2025-03-20 08:47 | 7.0847 |  | -0.95044 |  | 1.0004
[5 empty] | 2025-03-20 11:18 | 1.2039 | 2025-03-20 11:18 | 7.0632 |  | -0.94892 |  | 0.99892
[5 empty] | 2025-03-20 13:49 | 1.1518 | 2025-03-20 13:49 | 9.2933 |  | -0.91065 |  | 0.96065
[5 empty] | 2025-03-20 16:20 | 0.9674 | 2025-03-20 16:20 | 9.8994 |  | -0.92465 |  | 0.97465
[5 empty] | 2025-03-20 18:51 | 1.204 | 2025-03-20 18:51 | 9.2029 |  | -0.95732 |  | 1.0073
[5 empty] | 2025-03-20 21:22 | 1.2034 | 2025-03-20 21:22 | 9.416 |  | -0.99768 |  | 1.0477
[5 empty] | 2025-03-20 23:53 | 1.0641 | 2025-03-20 23:53 | 7.8395 |  | -0.97852 |  | 1.0285
[5 empty] | 2025-03-21 02:24 | 0.92386 | 2025-03-21 02:24 | 8.6063 |  | -0.99322 |  | 1.0432
[5 empty] | 2025-03-21 04:55 | 0.83268 | 2025-03-21 04:55 | 9.0309 |  | -0.9999 |  | 1.0499
[5 empty] | 2025-03-21 07:26 | 0.83593 | 2025-03-21 07:26 | 9.9354 |  | -0.95537 |  | 1.0054
[5 empty] | 2025-03-21 09:57 | 0.90628 | 2025-03-21 09:57 | 10.1482 |  | -0.91697 |  | 0.96697
[5 empty] | 2025-03-21 12:28 | 0.98343 | 2025-03-21 12:28 | 10.1535 |  | -0.90516 |  | 0.95516
[5 empty] | 2025-03-21 14:59 | 0.88569 | 2025-03-21 14:59 | 8.4638 |  | -0.86292 |  | 0.91292
[5 empty] | 2025-03-21 17:30 | 0.69449 | 2025-03-21 17:30 | 9.6984 |  | -0.81629 |  | 0.86629
[5 empty] | 2025-03-21 20:01 | 0.44686 | 2025-03-21 20:01 | 7.0984 |  | -0.77957 |  | 0.82957
[5 empty] | 2025-03-21 22:32 | 0.21424 | 2025-03-21 22:32 | 9.8109 |  | -0.7505 |  | 0.8005
[5 empty] | 2025-03-22 01:03 | 0.062115 | 2025-03-22 01:03 | 8.2996 |  | -0.74618 |  | 0.79618
[5 empty] | 2025-03-22 03:34 | 0.24844 | 2025-03-22 03:34 | 8.9322 |  | -0.77832 |  | 0.82832
[5 empty] | 2025-03-22 06:05 | 0.44771 | 2025-03-22 06:05 | 8.3621 |  | -0.79767 |  | 0.84767
[5 empty] | 2025-03-22 08:36 | 0.30203 | 2025-03-22 08:36 | 9.5048 |  | -0.77302 |  | 0.82302
[5 empty] | 2025-03-22 11:07 | 0.42943 | 2025-03-22 11:07 | 9.5314 |  | -0.76364 |  | 0.81364
[5 empty] | 2025-03-22 13:38 | 0.255 | 2025-03-22 13:38 | 9.5775 |  | -0.77982 |  | 0.82982
[5 empty] | 2025-03-22 16:09 | 0.236 | 2025-03-22 16:09 | 9.4956 |  | -0.7953 |  | 0.8453
[5 empty] | 2025-03-22 18:40 | 0.11293 | 2025-03-22 18:40 | 8.7925 |  | -0.80028 |  | 0.85028
[5 empty] | 2025-03-22 21:11 | 0.20594 | 2025-03-22 21:11 | 8.5406 |  | -0.77011 |  | 0.82011
[5 empty] | 2025-03-22 23:42 | 0.15099 | 2025-03-22 23:42 | 9.4688 |  | -0.7837 |  | 0.8337
[5 empty] | 2025-03-23 02:13 | 0.22967 | 2025-03-23 02:13 | 8.6628 |  | -0.76811 |  | 0.81811
[5 empty] | 2025-03-23 04:44 | 0.42098 | 2025-03-23 04:44 | 7.5812 |  | -0.74426 |  | 0.79426
[5 empty] | 2025-03-23 07:15 | 0.21371 | 2025-03-23 07:15 | 7.5232 |  | -0.69447 |  | 0.74447
[5 empty] | 2025-03-23 09:46 | 0.15391 | 2025-03-23 09:46 | 10.0559 |  | -0.72533 |  | 0.77533
[5 empty] | 2025-03-23 12:17 | 0.37319 | 2025-03-23 12:17 | 10.3238 |  | -0.68549 |  | 0.73549
[5 empty] | 2025-03-23 14:48 | 0.23829 | 2025-03-23 14:48 | 7.7289 |  | -0.69835 |  | 0.74835
[5 empty] | 2025-03-23 17:19 | 0.28894 | 2025-03-23 17:19 | 8.4262 |  | -0.72721 |  | 0.77721
[5 empty] | 2025-03-23 19:50 | 0.31039 | 2025-03-23 19:50 | 9.0044 |  | -0.70685 |  | 0.75685
[5 empty] | 2025-03-23 22:21 | 0.30742 | 2025-03-23 22:21 | 10.4893 |  | -0.73853 |  | 0.78853
[5 empty] | 2025-03-24 00:52 | 0.53649 | 2025-03-24 00:52 | 7.6962 |  | -0.68949 |  | 0.73949
[5 empty] | 2025-03-24 03:23 | 0.65661 | 2025-03-24 03:23 | 7.3399 |  | -0.71075 |  | 0.76075
[5 empty] | 2025-03-24 05:54 | 0.85703 | 2025-03-24 05:54 | 7.186 |  | -0.74369 |  | 0.79369
[5 empty] | 2025-03-24 08:25 | 1.1066 | 2025-03-24 08:25 | 9.9931 |  | -0.7834 |  | 0.8334
[5 empty] | 2025-03-24 10:56 | 1.3048 | 2025-03-24 10:56 | 10.4106 |  | -0.76899 |  | 0.81899
[5 empty] | 2025-03-24 13:27 | 1.4042 | 2025-03-24 13:27 | 7.4568 |  | -0.81123 |  | 0.86123
[5 empty] | 2025-03-24 15:58 | 1.2355 | 2025-03-24 15:58 | 9.7924 |  | -0.82289 |  | 0.87289
[5 empty] | 2025-03-24 18:29 | 1.1144 | 2025-03-24 18:29 | 8.9293 |  | -0.8538 |  | 0.9038
[5 empty] | 2025-03-24 21:00 | 0.98782 | 2025-03-24 21:00 | 6.875 |  | -0.87433 |  | 0.92433
[5 empty] | 2025-03-24 23:31 | 1.0566 | 2025-03-24 23:31 | 8.8198 |  | -0.82648 |  | 0.87648
[5 empty] | 2025-03-25 02:02 | 0.9005 | 2025-03-25 02:02 | 10.4068 |  | -0.81874 |  | 0.86874
[5 empty] | 2025-03-25 04:33 | 1.1353 | 2025-03-25 04:33 | 8.7041 |  | -0.77259 |  | 0.82259
[5 empty] | 2025-03-25 07:04 | 0.95558 | 2025-03-25 07:04 | 9.9521 |  | -0.78148 |  | 0.83148
[5 empty] | 2025-03-25 09:35 | 0.86595 | 2025-03-25 09:35 | 7.7652 |  | -0.74544 |  | 0.79544
[5 empty] | 2025-03-25 12:06 | 0.65746 | 2025-03-25 12:06 | 9.2858 |  | -0.69854 |  | 0.74854
[5 empty] | 2025-03-25 14:37 | 0.56632 | 2025-03-25 14:37 | 9.1102 |  | -0.68192 |  | 0.73192
[5 empty] | 2025-03-25 17:08 | 0.65583 | 2025-03-25 17:08 | 10.7783 |  | -0.68363 |  | 0.73363
[5 empty] | 2025-03-25 19:39 | 0.88911 | 2025-03-25 19:39 | 9.5857 |  | -0.64302 |  | 0.69302
[5 empty] | 2025-03-25 22:10 | 0.64355 | 2025-03-25 22:10 | 7.9654 |  | -0.61187 |  | 0.66187
[5 empty] | 2025-03-26 00:41 | 0.74857 | 2025-03-26 00:41 | 10.3479 |  | -0.6577 |  | 0.7077
[5 empty] | 2025-03-26 03:12 | 0.72331 | 2025-03-26 03:12 | 7.2556 |  | -0.69052 |  | 0.74052
[5 empty] | 2025-03-26 05:43 | 0.94749 | 2025-03-26 05:43 | 10.1258 |  | -0.68418 |  | 0.73418
[5 empty] | 2025-03-26 08:14 | 1.175 | 2025-03-26 08:14 | 8.0678 |  | -0.70755 |  | 0.75755
[5 empty] | 2025-03-26 10:45 | 0.98389 | 2025-03-26 10:45 | 9.4542 |  | -0.74213 |  | 0.79213
[5 empty] | 2025-03-26 13:16 | 0.99655 | 2025-03-26 13:16 | 10.7395 |  | -0.71637 |  | 0.76637
[5 empty] | 2025-03-26 15:47 | 1.1444 | 2025-03-26 15:47 | 7.3868 |  | -0.72942 |  | 0.77942
[5 empty] | 2025-03-26 18:18 | 1.3565 | 2025-03-26 18:18 | 9.7411 |  | -0.68658 |  | 0.73658
[5 empty] | 2025-03-26 20:49 | 1.3946 | 2025-03-26 20:49 | 8.9915 |  | -0.71908 |  | 0.76908
[5 empty] | 2025-03-26 23:20 | 1.5165 | 2025-03-26 23:20 | 8.8638 |  | -0.76762 |  | 0.81762
[5 empty] | 2025-03-27 01:51 | 1.6816 | 2025-03-27 01:51 | 7.8423 |  | -0.72243 |  | 0.77243
[5 empty] | 2025-03-27 04:22 | 1.8401 | 2025-03-27 04:22 | 9.1888 |  | -0.77156 |  | 0.82156
[5 empty] | 2025-03-27 06:53 | 1.8123 | 2025-03-27 06:53 | 8.085 |  | -0.78509 |  | 0.83509
[5 empty] | 2025-03-27 09:24 | 2.0083 | 2025-03-27 09:24 | 7.4927 |  | -0.78227 |  | 0.83227
[5 empty] | 2025-03-27 11:55 | 1.7588 | 2025-03-27 11:55 | 6.8628 |  | -0.76059 |  | 0.81059
[5 empty] | 2025-03-27 14:26 | 1.6832 | 2025-03-27 14:26 | 10.7574 |  | -0.72435 |  | 0.77435
[5 empty] | 2025-03-27 16:57 | 1.6353 | 2025-03-27 16:57 | 9.1271 |  | -0.77215 |  | 0.82215
[5 empty] | 2025-03-27 19:28 | 1.8144 | 2025-03-27 19:28 | 10.0223 |  | -0.74347 |  | 0.79347
[5 empty] | 2025-03-27 21:59 | 1.8548 | 2025-03-27 21:59 | 7.4745 |  | -0.69395 |  | 0.74395
[5 empty] | 2025-03-28 00:30 | 1.9563 | 2025-03-28 00:30 | 7.4137 |  | -0.70238 |  | 0.75238
[5 empty] | 2025-03-28 03:01 | 2.0652 | 2025-03-28 03:01 | 8.1233 |  | -0.67848 |  | 0.72848
[5 empty] | 2025-03-28 05:32 | 1.8849 | 2025-03-28 05:32 | 10.2185 |  | -0.63289 |  | 0.68289
[5 empty] | 2025-03-28 08:03 | 2.0572 | 2025-03-28 08:03 | 10.5524 |  | -0.62426 |  | 0.67426
[5 empty] | 2025-03-28 10:34 | 1.8468 | 2025-03-28 10:34 | 7.0533 |  | -0.58496 |  | 0.63496
[5 empty] | 2025-03-28 13:05 | 1.7663 | 2025-03-28 13:05 | 7.9696 |  | -0.63336 |  | 0.68336
[5 empty] | 2025-03-28 15:36 | 1.6658 | 2025-03-28 15:36 | 6.9347 |  | -0.60036 |  | 0.65036
[5 empty] | 2025-03-28 18:07 | 1.7781 | 2025-03-28 18:07 | 9.4633 |  | -0.55722 |  | 0.60722
[5 empty] | 2025-03-28 20:38 | 1.6127 | 2025-03-28 20:38 | 8.798 |  | -0.57177 |  | 0.62177
[5 empty] | 2025-03-28 23:09 | 1.523 | 2025-03-28 23:09 | 10.6689 |  | -0.60851 |  | 0.65851
[5 empty] | 2025-03-29 01:40 | 1.5241 | 2025-03-29 01:40 | 8.5919 |  | -0.61434 |  | 0.66434
[5 empty] | 2025-03-29 04:11 | 1.7415 | 2025-03-29 04:11 | 9.955 |  | -0.64227 |  | 0.69227
[5 empty] | 2025-03-29 06:42 | 1.5989 | 2025-03-29 06:42 | 7.0899 |  | -0.59322 |  | 0.64322
[5 empty] | 2025-03-29 09:13 | 1.6185 | 2025-03-29 09:13 | 7.4195 |  | -0.60074 |  | 0.65074
[5 empty] | 2025-03-29 11:44 | 1.788 | 2025-03-29 11:44 | 7.1158 |  | -0.61025 |  | 0.66025
[5 empty] | 2025-03-29 14:15 | 2.0364 | 2025-03-29 14:15 | 7.8044 |  | -0.6267 |  | 0.6767
[5 empty] | 2025-03-29 16:46 | 2.1311 | 2025-03-29 16:46 | 9.8995 |  | -0.60724 |  | 0.65724
[5 empty] | 2025-03-29 19:17 | 2.0143 | 2025-03-29 19:17 | 10.2886 |  | -0.58152 |  | 0.63152
[5 empty] | 2025-03-29 21:48 | 1.9956 | 2025-03-29 21:48 | 10.7049 |  | -0.57124 |  | 0.62124
[5 empty] | 2025-03-30 00:19 | 1.8461 | 2025-03-30 00:19 | 9.1731 |  | -0.60378 |  | 0.65378
[5 empty] | 2025-03-30 02:50 | 1.7913 | 2025-03-30 02:50 | 8.9727 |  | -0.60372 |  | 0.65372
[5 empty] | 2025-03-30 05:21 | 1.8019 | 2025-03-30 05:21 | 8.3705 |  | -0.58352 |  | 0.63352
[5 empty] | 2025-03-30 07:52 | 1.6718 | 2025-03-30 07:52 | 9.4222 |  | -0.5878 |  | 0.6378
[5 empty] | 2025-03-30 10:23 | 1.8542 | 2025-03-30 10:23 | 9.7795 |  | -0.56499 |  | 0.61499
[5 empty] | 2025-03-30 12:54 | 1.7692 | 2025-03-30 12:54 | 10.0059 |  | -0.5686 |  | 0.6186
[5 empty] | 2025-03-30 15:25 | 1.5403 | 2025-03-30 15:25 | 8.3768 |  | -0.58877 |  | 0.63877
[5 empty] | 2025-03-30 17:56 | 1.7273 | 2025-03-30 17:56 | 9.0687 |  | -0.57424 |  | 0.62424
[5 empty] | 2025-03-30 20:27 | 1.6894 | 2025-03-30 20:27 | 9.0273 |  | -0.52557 |  | 0.57557
[5 empty] | 2025-03-30 22:58 | 1.8824 | 2025-03-30 22:58 | 10.0867 |  | -0.51778 |  | 0.56778
[5 empty] | 2025-03-31 01:29 | 1.7153 | 2025-03-31 01:29 | 10.2736 |  | -0.55196 |  | 0.60196
[5 empty] | 2025-03-31 04:00 | 1.6883 | 2025-03-31 04:00 | 7.9815 |  | -0.59231 |  | 0.64231
[5 empty] | 2025-03-31 06:31 | 1.7953 | 2025-03-31 06:31 | 9.6318 |  | -0.54812 |  | 0.59812
[5 empty] | 2025-03-31 09:02 | 1.7554 | 2025-03-31 09:02 | 10.1743 |  | -0.50778 |  | 0.55778
[5 empty] | 2025-03-31 11:33 | 1.6965 | 2025-03-31 11:33 | 10.2837 |  | -0.53818 |  | 0.58818
[5 empty] | 2025-03-31 14:04 | 1.5766 | 2025-03-31 14:04 | 9.9429 |  | -0.57971 |  | 0.62971
[5 empty] | 2025-03-31 16:35 | 1.8127 | 2025-03-31 16:35 | 9.2999 |  | -0.53553 |  | 0.58553
[5 empty] | 2025-03-31 19:06 | 1.8949 | 2025-03-31 19:06 | 8.6922 |  | -0.50858 |  | 0.55858
[5 empty] | 2025-03-31 21:37 | 2.0894 | 2025-03-31 21:37 | 8.0767 |  | -0.48668 |  | 0.53668
[5 empty] | 2025-04-01 00:08 | 2.1658 | 2025-04-01 00:08 | 10.5892 |  | -0.47571 |  | 0.52571
[5 empty] | 2025-04-01 02:39 | 2.4097 | 2025-04-01 02:39 | 9.5003 |  | -0.45094 |  | 0.50094
[5 empty] | 2025-04-01 05:10 | 2.1961 | 2025-04-01 05:10 | 10.5411 |  | -0.49538 |  | 0.54538
[5 empty] | 2025-04-01 07:41 | 2.4022 | 2025-04-01 07:41 | 9.1107 |  | -0.50592 |  | 0.55592
[5 empty] | 2025-04-01 10:12 | 2.6417 | 2025-04-01 10:12 | 9.9764 |  | -0.53377 |  | 0.58377
[5 empty] | 2025-04-01 12:43 | 2.4264 | 2025-04-01 12:43 | 7.5078 |  | -0.49059 |  | 0.54059
[5 empty] | 2025-04-01 15:14 | 2.3843 | 2025-04-01 15:14 | 9.5108 |  | -0.50459 |  | 0.55459
[5 empty] | 2025-04-01 17:45 | 2.587 | 2025-04-01 17:45 | 10.2197 |  | -0.46272 |  | 0.51272
[5 empty] | 2025-04-01 20:16 | 2.3838 | 2025-04-01 20:16 | 9.1365 |  | -0.43016 |  | 0.48016
[5 empty] | 2025-04-01 22:47 | 2.2682 | 2025-04-01 22:47 | 10.7165 |  | -0.42882 |  | 0.47882
[5 empty] | 2025-04-02 01:18 | 2.2989 | 2025-04-02 01:18 | 7.1664 |  | -0.38403 |  | 0.43403
[5 empty] | 2025-04-02 03:49 | 2.5409 | 2025-04-02 03:49 | 10.2943 |  | -0.42812 |  | 0.47812
[5 empty] | 2025-04-02 06:20 | 2.5417 | 2025-04-02 06:20 | 8.7214 |  | -0.39566 |  | 0.44566
[5 empty] | 2025-04-02 08:51 | 2.6365 | 2025-04-02 08:51 | 9.0544 |  | -0.42092 |  | 0.47092
[5 empty] | 2025-04-02 11:22 | 2.4426 | 2025-04-02 11:22 | 10.0736 |  | -0.38878 |  | 0.43878
[5 empty] | 2025-04-02 13:53 | 2.4861 | 2025-04-02 13:53 | 7.3094 |  | -0.43359 |  | 0.48359
[5 empty] | 2025-04-02 16:24 | 2.7161 | 2025-04-02 16:24 | 9.6055 |  | -0.41132 |  | 0.46132
[5 empty] | 2025-04-02 18:55 | 2.4978 | 2025-04-02 18:55 | 7.1516 |  | -0.37297 |  | 0.42297
[5 empty] | 2025-04-02 21:26 | 2.3584 | 2025-04-02 21:26 | 9.1515 |  | -0.35841 |  | 0.40841
[5 empty] | 2025-04-02 23:57 | 2.541 | 2025-04-02 23:57 | 8.9394 |  | -0.39043 |  | 0.44043
[5 empty] | 2025-04-03 02:28 | 2.6741 | 2025-04-03 02:28 | 10.2885 |  | -0.35517 |  | 0.40517
[5 empty] | 2025-04-03 04:59 | 2.7548 | 2025-04-03 04:59 | 8.933 |  | -0.37084 |  | 0.42084
[5 empty] | 2025-04-03 07:30 | 2.9431 | 2025-04-03 07:30 | 7.5828 |  | -0.35677 |  | 0.40677
[5 empty] | 2025-04-03 10:01 | 2.7415 | 2025-04-03 10:01 | 8.7704 |  | -0.32582 |  | 0.37582
[5 empty] | 2025-04-03 12:32 | 2.4932 | 2025-04-03 12:32 | 9.5235 |  | -0.27835 |  | 0.32835
[5 empty] | 2025-04-03 15:03 | 2.5327 | 2025-04-03 15:03 | 10.2206 |  | -0.30311 |  | 0.35311
[5 empty] | 2025-04-03 17:34 | 2.2855 | 2025-04-03 17:34 | 10.5571 |  | -0.34616 |  | 0.39616
[5 empty] | 2025-04-03 20:05 | 2.1601 | 2025-04-03 20:05 | 9.0132 |  | -0.37865 |  | 0.42865
[5 empty] | 2025-04-03 22:36 | 1.944 | 2025-04-03 22:36 | 10.3018 |  | -0.36722 |  | 0.41722
[5 empty] | 2025-04-04 01:07 | 2.1197 | 2025-04-04 01:07 | 7.827 |  | -0.33697 |  | 0.38697
[5 empty] | 2025-04-04 03:38 | 2.2196 | 2025-04-04 03:38 | 7.1517 |  | -0.34986 |  | 0.39986
[5 empty] | 2025-04-04 06:09 | 2.3357 | 2025-04-04 06:09 | 9.8237 |  | -0.35355 |  | 0.40355
[5 empty] | 2025-04-04 08:40 | 2.2684 | 2025-04-04 08:40 | 7.2813 |  | -0.34748 |  | 0.39748
[5 empty] | 2025-04-04 11:11 | 2.4266 | 2025-04-04 11:11 | 8.8007 |  | -0.33045 |  | 0.38045
[5 empty] | 2025-04-04 13:42 | 2.427 | 2025-04-04 13:42 | 9.3497 |  | -0.31288 |  | 0.36288
[5 empty] | 2025-04-04 16:13 | 2.5752 | 2025-04-04 16:13 | 7.1635 |  | -0.35352 |  | 0.40352
[5 empty] | 2025-04-04 18:44 | 2.7405 | 2025-04-04 18:44 | 9.5817 |  | -0.34422 |  | 0.39422
[5 empty] | 2025-04-04 21:15 | 2.5175 | 2025-04-04 21:15 | 10.8049 |  | -0.31591 |  | 0.36591
[5 empty] | 2025-04-04 23:46 | 2.3955 | 2025-04-04 23:46 | 9.8834 |  | -0.2871 |  | 0.3371
[5 empty] | 2025-04-05 02:17 | 2.5862 | 2025-04-05 02:17 | 10.1596 |  | -0.3089 |  | 0.3589
[5 empty] | 2025-04-05 04:48 | 2.6107 | 2025-04-05 04:48 | 9.7525 |  | -0.29169 |  | 0.34169
[5 empty] | 2025-04-05 07:19 | 2.5367 | 2025-04-05 07:19 | 8.847 |  | -0.25956 |  | 0.30956
[5 empty] | 2025-04-05 09:50 | 2.6978 | 2025-04-05 09:50 | 7.7703 |  | -0.22775 |  | 0.27775
[5 empty] | 2025-04-05 12:21 | 2.8211 | 2025-04-05 12:21 | 7.2935 |  | -0.23868 |  | 0.28868
[5 empty] | 2025-04-05 14:52 | 2.5814 | 2025-04-05 14:52 | 7.7481 |  | -0.20081 |  | 0.25081
[5 empty] | 2025-04-05 17:23 | 2.4598 | 2025-04-05 17:23 | 7.1077 |  | -0.2274 |  | 0.2774
[5 empty] | 2025-04-05 19:54 | 2.2637 | 2025-04-05 19:54 | 8.5424 |  | -0.24878 |  | 0.29878
[5 empty] | 2025-04-05 22:25 | 2.0506 | 2025-04-05 22:25 | 9.9733 |  | -0.23825 |  | 0.28825
[5 empty] | 2025-04-06 00:56 | 1.8822 | 2025-04-06 00:56 | 9.8161 |  | -0.24863 |  | 0.29863
[5 empty] | 2025-04-06 03:27 | 1.8715 | 2025-04-06 03:27 | 9.1471 |  | -0.21887 |  | 0.26887
[5 empty] | 2025-04-06 05:58 | 1.7011 | 2025-04-06 05:58 | 9.0084 |  | -0.18304 |  | 0.23304
[5 empty] | 2025-04-06 08:29 | 1.7644 | 2025-04-06 08:29 | 8.347 |  | -0.16964 |  | 0.21964
[5 empty] | 2025-04-06 11:00 | 1.5307 | 2025-04-06 11:00 | 10.6697 |  | -0.16196 |  | 0.21196
[5 empty] | 2025-04-06 13:31 | 1.6408 | 2025-04-06 13:31 | 9.2308 |  | -0.11613 |  | 0.16613
[5 empty] | 2025-04-06 16:02 | 1.5751 | 2025-04-06 16:02 | 8.2488 |  | -0.16084 |  | 0.21084
[5 empty] | 2025-04-06 18:33 | 1.3502 | 2025-04-06 18:33 | 8.4898 |  | -0.15336 |  | 0.20336
[5 empty] | 2025-04-06 21:04 | 1.3215 | 2025-04-06 21:04 | 6.9734 |  | -0.13843 |  | 0.18843
[5 empty] | 2025-04-06 23:35 | 1.4448 | 2025-04-06 23:35 | 10.6896 |  | -0.16191 |  | 0.21191
[5 empty] | 2025-04-07 02:06 | 1.5108 | 2025-04-07 02:06 | 8.4581 |  | -0.1533 |  | 0.2033
[5 empty] | 2025-04-07 04:37 | 1.6074 | 2025-04-07 04:37 | 10.0707 |  | -0.16182 |  | 0.21182
[5 empty] | 2025-04-07 07:08 | 1.7223 | 2025-04-07 07:08 | 8.8434 |  | -0.16588 |  | 0.21588
[5 empty] | 2025-04-07 09:39 | 1.4746 | 2025-04-07 09:39 | 6.8527 |  | -0.2143 |  | 0.2643
[5 empty] | 2025-04-07 12:10 | 1.5291 | 2025-04-07 12:10 | 9.1274 |  | -0.20788 |  | 0.25788
[5 empty] | 2025-04-07 14:41 | 1.2875 | 2025-04-07 14:41 | 10.6141 |  | -0.21043 |  | 0.26043
[5 empty] | 2025-04-07 17:12 | 1.2054 | 2025-04-07 17:12 | 9.1279 |  | -0.1968 |  | 0.2468
[5 empty] | 2025-04-07 19:43 | 1.0825 | 2025-04-07 19:43 | 8.6147 |  | -0.22722 |  | 0.27722
[5 empty] | 2025-04-07 22:14 | 1.0543 | 2025-04-07 22:14 | 10.7978 |  | -0.26318 |  | 0.31318
[5 empty] | 2025-04-08 00:45 | 1.1091 | 2025-04-08 00:45 | 7.6434 |  | -0.25425 |  | 0.30425
[5 empty] | 2025-04-08 03:16 | 1.0289 | 2025-04-08 03:16 | 9.7394 |  | -0.23957 |  | 0.28957
[5 empty] | 2025-04-08 05:47 | 0.85484 | 2025-04-08 05:47 | 7.1083 |  | -0.27796 |  | 0.32796
[5 empty] | 2025-04-08 08:18 | 0.74423 | 2025-04-08 08:18 | 9.7845 |  | -0.31339 |  | 0.36339
[5 empty] | 2025-04-08 10:49 | 0.8845 | 2025-04-08 10:49 | 9.15 |  | -0.35687 |  | 0.40687
[5 empty] | 2025-04-08 13:20 | 0.89093 | 2025-04-08 13:20 | 7.0183 |  | -0.34293 |  | 0.39293
[5 empty] | 2025-04-08 15:51 | 0.68184 | 2025-04-08 15:51 | 7.9691 |  | -0.33986 |  | 0.38986
[5 empty] | 2025-04-08 18:22 | 0.6681 | 2025-04-08 18:22 | 6.9421 |  | -0.29133 |  | 0.34133
[5 empty] | 2025-04-08 20:53 | 0.69581 | 2025-04-08 20:53 | 8.7529 |  | -0.25715 |  | 0.30715
[5 empty] | 2025-04-08 23:24 | 0.60058 | 2025-04-08 23:24 | 10.0318 |  | -0.24027 |  | 0.29027
[5 empty] | 2025-04-09 01:55 | 0.76336 | 2025-04-09 01:55 | 7.9325 |  | -0.27225 |  | 0.32225
[5 empty] | 2025-04-09 04:26 | 0.70446 | 2025-04-09 04:26 | 9.659 |  | -0.29179 |  | 0.34179
[5 empty] | 2025-04-09 06:57 | 0.90097 | 2025-04-09 06:57 | 10.1285 |  | -0.29064 |  | 0.34064
[5 empty] | 2025-04-09 09:28 | 0.79586 | 2025-04-09 09:28 | 10.7031 |  | -0.28314 |  | 0.33314
[5 empty] | 2025-04-09 11:59 | 0.5966 | 2025-04-09 11:59 | 10.573 |  | -0.2539 |  | 0.3039
[5 empty] | 2025-04-09 14:30 | 0.37508 | 2025-04-09 14:30 | 8.3566 |  | -0.30144 |  | 0.35144
[5 empty] | 2025-04-09 17:01 | 0.43048 | 2025-04-09 17:01 | 7.0915 |  | -0.31421 |  | 0.36421
[5 empty] | 2025-04-09 19:32 | 0.45147 | 2025-04-09 19:32 | 9.6952 |  | -0.28789 |  | 0.33789
[5 empty] | 2025-04-09 22:03 | 0.46934 | 2025-04-09 22:03 | 10.1001 |  | -0.29908 |  | 0.34908
[5 empty] | 2025-04-10 00:34 | 0.40023 | 2025-04-10 00:34 | 8.5407 |  | -0.26555 |  | 0.31555
[5 empty] | 2025-04-10 03:05 | 0.40154 | 2025-04-10 03:05 | 9.1704 |  | -0.26557 |  | 0.31557
[5 empty] | 2025-04-10 05:36 | 0.5978 | 2025-04-10 05:36 | 9.0334 |  | -0.27031 |  | 0.32031
[5 empty] | 2025-04-10 08:07 | 0.49386 | 2025-04-10 08:07 | 8.5957 |  | -0.29197 |  | 0.34197
[5 empty] | 2025-04-10 10:38 | 0.70827 | 2025-04-10 10:38 | 7.4978 |  | -0.31936 |  | 0.36936
[5 empty] | 2025-04-10 13:09 | 0.903 | 2025-04-10 13:09 | 6.8444 |  | -0.36218 |  | 0.41218
[5 empty] | 2025-04-10 15:40 | 0.68669 | 2025-04-10 15:40 | 9.0195 |  | -0.3981 |  | 0.4481
[5 empty] | 2025-04-10 18:11 | 0.5132 | 2025-04-10 18:11 | 7.4112 |  | -0.40926 |  | 0.45926
[5 empty] | 2025-04-10 20:42 | 0.42954 | 2025-04-10 20:42 | 8.1643 |  | -0.4464 |  | 0.4964
[5 empty] | 2025-04-10 23:13 | 0.36486 | 2025-04-10 23:13 | 10.0185 |  | -0.40783 |  | 0.45783
[5 empty] | 2025-04-11 01:44 | 0.35095 | 2025-04-11 01:44 | 7.5012 |  | -0.45204 |  | 0.50204
[5 empty] | 2025-04-11 04:15 | 0.30564 | 2025-04-11 04:15 | 9.2906 |  | -0.44631 |  | 0.49631
[5 empty] | 2025-04-11 06:46 | 0.075425 | 2025-04-11 06:46 | 7.4802 |  | -0.45937 |  | 0.50937
[5 empty] | 2025-04-11 09:17 | 0.082619 | 2025-04-11 09:17 | 7.7806 |  | -0.43375 |  | 0.48375
[5 empty] | 2025-04-11 11:48 | 0.10962 | 2025-04-11 11:48 | 8.5514 |  | -0.47242 |  | 0.52242
[5 empty] | 2025-04-11 14:19 | 0.3558 | 2025-04-11 14:19 | 10.396 |  | -0.42306 |  | 0.47306
[5 empty] | 2025-04-11 16:50 | 0.55061 | 2025-04-11 16:50 | 10.6296 |  | -0.42609 |  | 0.47609
[5 empty] | 2025-04-11 19:21 | 0.73493 | 2025-04-11 19:21 | 7.3578 |  | -0.40696 |  | 0.45696
[5 empty] | 2025-04-11 21:52 | 0.58539 | 2025-04-11 21:52 | 9.9887 |  | -0.41668 |  | 0.46668
[5 empty] | 2025-04-12 00:23 | 0.69915 | 2025-04-12 00:23 | 10.6915 |  | -0.39612 |  | 0.44612
[5 empty] | 2025-04-12 02:54 | 0.63296 | 2025-04-12 02:54 | 8.3754 |  | -0.37333 |  | 0.42333
[5 empty] | 2025-04-12 05:25 | 0.54374 | 2025-04-12 05:25 | 7.1238 |  | -0.37674 |  | 0.42674
[5 empty] | 2025-04-12 07:56 | 0.62997 | 2025-04-12 07:56 | 10.5728 |  | -0.41127 |  | 0.46127
[5 empty] | 2025-04-12 10:27 | 0.76443 | 2025-04-12 10:27 | 9.8623 |  | -0.43464 |  | 0.48464
[5 empty] | 2025-04-12 12:58 | 0.91835 | 2025-04-12 12:58 | 10.5461 |  | -0.3943 |  | 0.4443
[5 empty] | 2025-04-12 15:29 | 0.77868 | 2025-04-12 15:29 | 9.401 |  | -0.414 |  | 0.464
[5 empty] | 2025-04-12 18:00 | 0.63877 | 2025-04-12 18:00 | 7.0689 |  | -0.40047 |  | 0.45047
[5 empty] | 2025-04-12 20:31 | 0.87207 | 2025-04-12 20:31 | 8.75 |  | -0.42739 |  | 0.47739
[5 empty] | 2025-04-12 23:02 | 0.8689 | 2025-04-12 23:02 | 8.3796 |  | -0.43838 |  | 0.48838
[5 empty] | 2025-04-13 01:33 | 1.0555 | 2025-04-13 01:33 | 9.1733 |  | -0.42684 |  | 0.47684
[5 empty] | 2025-04-13 04:04 | 1.1052 | 2025-04-13 04:04 | 8.5779 |  | -0.45842 |  | 0.50842
[5 empty] | 2025-04-13 06:35 | 0.88239 | 2025-04-13 06:35 | 10.0217 |  | -0.44312 |  | 0.49312
[5 empty] | 2025-04-13 09:06 | 0.72032 | 2025-04-13 09:06 | 7.2548 |  | -0.49215 |  | 0.54215
[5 empty] | 2025-04-13 11:37 | 0.6917 | 2025-04-13 11:37 | 10.4436 |  | -0.47119 |  | 0.52119
[5 empty] | 2025-04-13 14:08 | 0.53975 | 2025-04-13 14:08 | 7.5471 |  | -0.50304 |  | 0.55304
[5 empty] | 2025-04-13 16:39 | 0.6898 | 2025-04-13 16:39 | 8.7203 |  | -0.52201 |  | 0.57201
[5 empty] | 2025-04-13 19:10 | 0.54227 | 2025-04-13 19:10 | 8.6166 |  | -0.50284 |  | 0.55284
[5 empty] | 2025-04-13 21:41 | 0.78247 | 2025-04-13 21:41 | 9.8407 |  | -0.47989 |  | 0.52989
[5 empty] | 2025-04-14 00:12 | 0.76125 | 2025-04-14 00:12 | 9.2431 |  | -0.46762 |  | 0.51762
[5 empty] | 2025-04-14 02:43 | 0.71858 | 2025-04-14 02:43 | 7.04 |  | -0.44264 |  | 0.49264
[5 empty] | 2025-04-14 05:14 | 0.71546 | 2025-04-14 05:14 | 10.7762 |  | -0.42847 |  | 0.47847
[5 empty] | 2025-04-14 07:45 | 0.74587 | 2025-04-14 07:45 | 7.3165 |  | -0.46789 |  | 0.51789
[5 empty] | 2025-04-14 10:16 | 0.88546 | 2025-04-14 10:16 | 9.5445 |  | -0.50488 |  | 0.55488
[5 empty] | 2025-04-14 12:47 | 0.85786 | 2025-04-14 12:47 | 9.3444 |  | -0.53651 |  | 0.58651
[5 empty] | 2025-04-14 15:18 | 0.79552 | 2025-04-14 15:18 | 10.4895 |  | -0.57598 |  | 0.62598
[5 empty] | 2025-04-14 17:49 | 0.6763 | 2025-04-14 17:49 | 10.4356 |  | -0.56865 |  | 0.61865
[5 empty] | 2025-04-14 20:20 | 0.51054 | 2025-04-14 20:20 | 9.1039 |  | -0.60693 |  | 0.65693
[5 empty] | 2025-04-14 22:51 | 0.52333 | 2025-04-14 22:51 | 9.48 |  | -0.58112 |  | 0.63112
[5 empty] | 2025-04-15 01:22 | 0.27565 | 2025-04-15 01:22 | 10.1768 |  | -0.55192 |  | 0.60192
[5 empty] | 2025-04-15 03:53 | 0.1349 | 2025-04-15 03:53 | 7.1668 |  | -0.57023 |  | 0.62023
[5 empty] | 2025-04-15 06:24 | 0.17202 | 2025-04-15 06:24 | 7.2249 |  | -0.56349 |  | 0.61349
[5 empty] | 2025-04-15 08:55 | 0.020226 | 2025-04-15 08:55 | 8.421 |  | -0.5647 |  | 0.6147
[5 empty] | 2025-04-15 11:26 | 0.22174 | 2025-04-15 11:26 | 10.3813 |  | -0.5462 |  | 0.5962
[5 empty] | 2025-04-15 13:57 | 0.471 | 2025-04-15 13:57 | 8.9937 |  | -0.54953 |  | 0.59953
[5 empty] | 2025-04-15 16:28 | 0.55716 | 2025-04-15 16:28 | 10.3763 |  | -0.54926 |  | 0.59926
[5 empty] | 2025-04-15 18:59 | 0.35332 | 2025-04-15 18:59 | 7.6457 |  | -0.59122 |  | 0.64122
[5 empty] | 2025-04-15 21:30 | 0.60133 | 2025-04-15 21:30 | 9.5758 |  | -0.63778 |  | 0.68778
[5 empty] | 2025-04-16 00:01 | 0.71564 | 2025-04-16 00:01 | 7.9456 |  | -0.60629 |  | 0.65629
[5 empty] | 2025-04-16 02:32 | 0.67569 | 2025-04-16 02:32 | 8.474 |  | -0.60273 |  | 0.65273
[5 empty] | 2025-04-16 05:03 | 0.7228 | 2025-04-16 05:03 | 10.7797 |  | -0.59745 |  | 0.64745
[5 empty] | 2025-04-16 07:34 | 0.58318 | 2025-04-16 07:34 | 9.0247 |  | -0.56105 |  | 0.61105
[5 empty] | 2025-04-16 10:05 | 0.59016 | 2025-04-16 10:05 | 7.5149 |  | -0.5959 |  | 0.6459
[5 empty] | 2025-04-16 12:36 | 0.7387 | 2025-04-16 12:36 | 8.41 |  | -0.62738 |  | 0.67738
[5 empty] | 2025-04-16 15:07 | 0.90379 | 2025-04-16 15:07 | 10.7175 |  | -0.60993 |  | 0.65993
[5 empty] | 2025-04-16 17:38 | 1.1116 | 2025-04-16 17:38 | 8.8382 |  | -0.59006 |  | 0.64006
[5 empty] | 2025-04-16 20:09 | 0.97567 | 2025-04-16 20:09 | 9.7961 |  | -0.55724 |  | 0.60724
[5 empty] | 2025-04-16 22:40 | 1.1495 | 2025-04-16 22:40 | 8.3942 |  | -0.57761 |  | 0.62761
[5 empty] | 2025-04-17 01:11 | 1.0854 | 2025-04-17 01:11 | 8.3614 |  | -0.61233 |  | 0.66233
[5 empty] | 2025-04-17 03:42 | 1.0853 | 2025-04-17 03:42 | 6.9142 |  | -0.57154 |  | 0.62154
[5 empty] | 2025-04-17 06:13 | 1.2938 | 2025-04-17 06:13 | 6.8207 |  | -0.61671 |  | 0.66671
[5 empty] | 2025-04-17 08:44 | 1.1205 | 2025-04-17 08:44 | 10.3942 |  | -0.65543 |  | 0.70543
[5 empty] | 2025-04-17 11:15 | 1.0661 | 2025-04-17 11:15 | 6.8771 |  | -0.61605 |  | 0.66605
[5 empty] | 2025-04-17 13:46 | 1.252 | 2025-04-17 13:46 | 8.2508 |  | -0.62726 |  | 0.67726
[5 empty] | 2025-04-17 16:17 | 1.4504 | 2025-04-17 16:17 | 9.9856 |  | -0.64351 |  | 0.69351
[5 empty] | 2025-04-17 18:48 | 1.3018 | 2025-04-17 18:48 | 8.3979 |  | -0.61529 |  | 0.66529
[5 empty] | 2025-04-17 21:19 | 1.3261 | 2025-04-17 21:19 | 9.6446 |  | -0.6158 |  | 0.6658
[5 empty] | 2025-04-17 23:50 | 1.333 | 2025-04-17 23:50 | 8.1236 |  | -0.62425 |  | 0.67425
[5 empty] | 2025-04-18 02:21 | 1.5343 | 2025-04-18 02:21 | 9.6957 |  | -0.59594 |  | 0.64594
[5 empty] | 2025-04-18 04:52 | 1.5382 | 2025-04-18 04:52 | 9.4222 |  | -0.58449 |  | 0.63449
[5 empty] | 2025-04-18 07:23 | 1.3165 | 2025-04-18 07:23 | 7.7178 |  | -0.56394 |  | 0.61394
[5 empty] | 2025-04-18 09:54 | 1.1724 | 2025-04-18 09:54 | 10.0862 |  | -0.5861 |  | 0.6361
[5 empty] | 2025-04-18 12:25 | 0.94952 | 2025-04-18 12:25 | 8.3243 |  | -0.57254 |  | 0.62254
[5 empty] | 2025-04-18 14:56 | 1.1195 | 2025-04-18 14:56 | 8.1609 |  | -0.53662 |  | 0.58662
[5 empty] | 2025-04-18 17:27 | 0.91691 | 2025-04-18 17:27 | 8.0518 |  | -0.49261 |  | 0.54261
[5 empty] | 2025-04-18 19:58 | 0.96541 | 2025-04-18 19:58 | 9.5807 |  | -0.47844 |  | 0.52844
[5 empty] | 2025-04-18 22:29 | 0.89482 | 2025-04-18 22:29 | 8.4056 |  | -0.52318 |  | 0.57318
[5 empty] | 2025-04-19 01:00 | 0.83236 | 2025-04-19 01:00 | 8.1413 |  | -0.52899 |  | 0.57899
[5 empty] | 2025-04-19 03:31 | 0.94699 | 2025-04-19 03:31 | 10.5561 |  | -0.53673 |  | 0.58673
[5 empty] | 2025-04-19 06:02 | 0.98593 | 2025-04-19 06:02 | 8.5743 |  | -0.50395 |  | 0.55395
[5 empty] | 2025-04-19 08:33 | 0.98228 | 2025-04-19 08:33 | 7.9481 |  | -0.48655 |  | 0.53655
[5 empty] | 2025-04-19 11:04 | 0.80686 | 2025-04-19 11:04 | 7.0128 |  | -0.45989 |  | 0.50989
[5 empty] | 2025-04-19 13:35 | 1.0485 | 2025-04-19 13:35 | 6.9438 |  | -0.43563 |  | 0.48563
[5 empty] | 2025-04-19 16:06 | 1.0394 | 2025-04-19 16:06 | 7.8585 |  | -0.42491 |  | 0.47491
[5 empty] | 2025-04-19 18:37 | 0.83741 | 2025-04-19 18:37 | 10.7686 |  | -0.43685 |  | 0.48685
[5 empty] | 2025-04-19 21:08 | 1.0462 | 2025-04-19 21:08 | 7.7351 |  | -0.38838 |  | 0.43838
[5 empty] | 2025-04-19 23:39 | 1.0628 | 2025-04-19 23:39 | 8.7011 |  | -0.42618 |  | 0.47618
[5 empty] | 2025-04-20 02:10 | 0.92982 | 2025-04-20 02:10 | 6.8884 |  | -0.40337 |  | 0.45337
[5 empty] | 2025-04-20 04:41 | 1.0299 | 2025-04-20 04:41 | 7.86 |  | -0.39777 |  | 0.44777
[5 empty] | 2025-04-20 07:12 | 0.80017 | 2025-04-20 07:12 | 7.565 |  | -0.42983 |  | 0.47983
[5 empty] | 2025-04-20 09:43 | 0.88958 | 2025-04-20 09:43 | 7.5423 |  | -0.41202 |  | 0.46202
[5 empty] | 2025-04-20 12:14 | 1.0623 | 2025-04-20 12:14 | 8.4438 |  | -0.36619 |  | 0.41619
[5 empty] | 2025-04-20 14:45 | 1.1885 | 2025-04-20 14:45 | 9.3633 |  | -0.32086 |  | 0.37086
[5 empty] | 2025-04-20 17:16 | 1.0749 | 2025-04-20 17:16 | 9.9437 |  | -0.27967 |  | 0.32967
[5 empty] | 2025-04-20 19:47 | 1.2834 | 2025-04-20 19:47 | 6.985 |  | -0.26529 |  | 0.31529
[5 empty] | 2025-04-20 22:18 | 1.5324 | 2025-04-20 22:18 | 7.4558 |  | -0.26479 |  | 0.31479
[5 empty] | 2025-04-21 00:49 | 1.3963 | 2025-04-21 00:49 | 8.3916 |  | -0.22016 |  | 0.27016
[5 empty] | 2025-04-21 03:20 | 1.5618 | 2025-04-21 03:20 | 10.2873 |  | -0.22969 |  | 0.27969
[5 empty] | 2025-04-21 05:51 | 1.7185 | 2025-04-21 05:51 | 7.0286 |  | -0.19972 |  | 0.24972
[5 empty] | 2025-04-21 08:22 | 1.7801 | 2025-04-21 08:22 | 8.6507 |  | -0.21883 |  | 0.26883
[5 empty] | 2025-04-21 10:53 | 1.7194 | 2025-04-21 10:53 | 7.2838 |  | -0.19946 |  | 0.24946
[5 empty] | 2025-04-21 13:24 | 1.7957 | 2025-04-21 13:24 | 8.4443 |  | -0.18748 |  | 0.23748
[5 empty] | 2025-04-21 15:55 | 2.018 | 2025-04-21 15:55 | 8.1319 |  | -0.233 |  | 0.283
[5 empty] | 2025-04-21 18:26 | 2.0831 | 2025-04-21 18:26 | 6.9933 |  | -0.20265 |  | 0.25265
[5 empty] | 2025-04-21 20:57 | 2.0172 | 2025-04-21 20:57 | 6.8916 |  | -0.1876 |  | 0.2376
[5 empty] | 2025-04-21 23:28 | 2.2 | 2025-04-21 23:28 | 10.5899 |  | -0.21494 |  | 0.26494
[5 empty] | 2025-04-22 01:59 | 2.1852 | 2025-04-22 01:59 | 7.1913 |  | -0.23182 |  | 0.28182
[5 empty] | 2025-04-22 04:30 | 2.3121 | 2025-04-22 04:30 | 7.2088 |  | -0.26367 |  | 0.31367
[5 empty] | 2025-04-22 07:01 | 2.4597 | 2025-04-22 07:01 | 8.7594 |  | -0.28419 |  | 0.33419
[5 empty] | 2025-04-22 09:32 | 2.5615 | 2025-04-22 09:32 | 7.2221 |  | -0.2877 |  | 0.3377
[5 empty] | 2025-04-22 12:03 | 2.6485 | 2025-04-22 12:03 | 8.2073 |  | -0.2913 |  | 0.3413
[5 empty] | 2025-04-22 14:34 | 2.779 | 2025-04-22 14:34 | 7.2752 |  | -0.32023 |  | 0.37023
[5 empty] | 2025-04-22 17:05 | 2.838 | 2025-04-22 17:05 | 6.8392 |  | -0.30809 |  | 0.35809
[5 empty] | 2025-04-22 19:36 | 3.0168 | 2025-04-22 19:36 | 9.7839 |  | -0.31005 |  | 0.36005
[5 empty] | 2025-04-22 22:07 | 2.9605 | 2025-04-22 22:07 | 10.764 |  | -0.35973 |  | 0.40973
[5 empty] | 2025-04-23 00:38 | 3.0458 | 2025-04-23 00:38 | 7.6053 |  | -0.3533 |  | 0.4033
[5 empty] | 2025-04-23 03:09 | 3.2917 | 2025-04-23 03:09 | 7.9187 |  | -0.32861 |  | 0.37861
[5 empty] | 2025-04-23 05:40 | 3.1196 | 2025-04-23 05:40 | 7.3007 |  | -0.37617 |  | 0.42617
[5 empty] | 2025-04-23 08:11 | 3.2069 | 2025-04-23 08:11 | 9.6926 |  | -0.40162 |  | 0.45162
[5 empty] | 2025-04-23 10:42 | 3.0779 | 2025-04-23 10:42 | 7.0649 |  | -0.3539 |  | 0.4039
[5 empty] | 2025-04-23 13:13 | 2.8708 | 2025-04-23 13:13 | 10.1889 |  | -0.39039 |  | 0.44039
[5 empty] | 2025-04-23 15:44 | 3.0803 | 2025-04-23 15:44 | 7.4409 |  | -0.42825 |  | 0.47825
[5 empty] | 2025-04-23 18:15 | 3.1833 | 2025-04-23 18:15 | 9.1891 |  | -0.41172 |  | 0.46172
[5 empty] | 2025-04-23 20:46 | 3.063 | 2025-04-23 20:46 | 8.8571 |  | -0.37308 |  | 0.42308
[5 empty] | 2025-04-23 23:17 | 3.0404 | 2025-04-23 23:17 | 9.9558 |  | -0.40474 |  | 0.45474
[5 empty] | 2025-04-24 01:48 | 3.2274 | 2025-04-24 01:48 | 9.4947 |  | -0.41424 |  | 0.46424
[5 empty] | 2025-04-24 04:19 | 2.9934 | 2025-04-24 04:19 | 7.8657 |  | -0.40288 |  | 0.45288
[5 empty] | 2025-04-24 06:50 | 3.1801 | 2025-04-24 06:50 | 8.0362 |  | -0.40307 |  | 0.45307
[5 empty] | 2025-04-24 09:21 | 3.3747 | 2025-04-24 09:21 | 7.6433 |  | -0.42908 |  | 0.47908
[5 empty] | 2025-04-24 11:52 | 3.3912 | 2025-04-24 11:52 | 9.9547 |  | -0.43075 |  | 0.48075
[5 empty] | 2025-04-24 14:23 | 3.4104 | 2025-04-24 14:23 | 8.1994 |  | -0.42808 |  | 0.47808
[5 empty] | 2025-04-24 16:54 | 3.3901 | 2025-04-24 16:54 | 8.2857 |  | -0.4332 |  | 0.4832
[5 empty] | 2025-04-24 19:25 | 3.2698 | 2025-04-24 19:25 | 9.2032 |  | -0.47699 |  | 0.52699
[5 empty] | 2025-04-24 21:56 | 3.3769 | 2025-04-24 21:56 | 9.7017 |  | -0.51521 |  | 0.56521
[5 empty] | 2025-04-25 00:27 | 3.4331 | 2025-04-25 00:27 | 8.125 |  | -0.50058 |  | 0.55058
[5 empty] | 2025-04-25 02:58 | 3.4483 | 2025-04-25 02:58 | 8.9892 |  | -0.54715 |  | 0.59715
[5 empty] | 2025-04-25 05:29 | 3.6658 | 2025-04-25 05:29 | 8.9458 |  | -0.51033 |  | 0.56033
[5 empty] | 2025-04-25 08:00 | 3.4664 | 2025-04-25 08:00 | 10.3969 |  | -0.54994 |  | 0.59994
[5 empty] | 2025-04-25 10:31 | 3.5512 | 2025-04-25 10:31 | 8.009 |  | -0.52778 |  | 0.57778
[5 empty] | 2025-04-25 13:02 | 3.4252 | 2025-04-25 13:02 | 10.0611 |  | -0.54296 |  | 0.59296
[5 empty] | 2025-04-25 15:33 | 3.2532 | 2025-04-25 15:33 | 10.3937 |  | -0.57583 |  | 0.62583
[5 empty] | 2025-04-25 18:04 | 3.0521 | 2025-04-25 18:04 | 8.4024 |  | -0.57122 |  | 0.62122
[5 empty] | 2025-04-25 20:35 | 3.1008 | 2025-04-25 20:35 | 7.8888 |  | -0.54696 |  | 0.59696
[5 empty] | 2025-04-25 23:06 | 3.0342 | 2025-04-25 23:06 | 8.3159 |  | -0.5147 |  | 0.5647
[5 empty] | 2025-04-26 01:37 | 2.9646 | 2025-04-26 01:37 | 9.9515 |  | -0.51743 |  | 0.56743
[5 empty] | 2025-04-26 04:08 | 2.8323 | 2025-04-26 04:08 | 8.169 |  | -0.51649 |  | 0.56649
[5 empty] | 2025-04-26 06:39 | 2.9832 | 2025-04-26 06:39 | 9.3373 |  | -0.50555 |  | 0.55555
[5 empty] | 2025-04-26 09:10 | 2.991 | 2025-04-26 09:10 | 8.0132 |  | -0.49458 |  | 0.54458
[5 empty] | 2025-04-26 11:41 | 2.9179 | 2025-04-26 11:41 | 8.8107 |  | -0.46669 |  | 0.51669
[5 empty] | 2025-04-26 14:12 | 3.147 | 2025-04-26 14:12 | 7.4703 |  | -0.47584 |  | 0.52584
[5 empty] | 2025-04-26 16:43 | 2.9115 | 2025-04-26 16:43 | 9.942 |  | -0.48378 |  | 0.53378
[5 empty] | 2025-04-26 19:14 | 2.7639 | 2025-04-26 19:14 | 7.8381 |  | -0.45331 |  | 0.50331
[5 empty] | 2025-04-26 21:45 | 2.8239 | 2025-04-26 21:45 | 10.5683 |  | -0.4882 |  | 0.5382
[5 empty] | 2025-04-27 00:16 | 2.8952 | 2025-04-27 00:16 | 10.1911 |  | -0.50199 |  | 0.55199
[5 empty] | 2025-04-27 02:47 | 2.8464 | 2025-04-27 02:47 | 10.6157 |  | -0.47826 |  | 0.52826
[5 empty] | 2025-04-27 05:18 | 3.0253 | 2025-04-27 05:18 | 7.0918 |  | -0.49782 |  | 0.54782
[5 empty] | 2025-04-27 07:49 | 2.9734 | 2025-04-27 07:49 | 9.208 |  | -0.50698 |  | 0.55698
[5 empty] | 2025-04-27 10:20 | 2.8523 | 2025-04-27 10:20 | 7.7681 |  | -0.54389 |  | 0.59389
[5 empty] | 2025-04-27 12:51 | 3.0313 | 2025-04-27 12:51 | 10.5275 |  | -0.55411 |  | 0.60411
[5 empty] | 2025-04-27 15:22 | 3.0636 | 2025-04-27 15:22 | 9.7195 |  | -0.53081 |  | 0.58081
[5 empty] | 2025-04-27 17:53 | 2.8937 | 2025-04-27 17:53 | 10.087 |  | -0.55958 |  | 0.60958
[5 empty] | 2025-04-27 20:24 | 2.9716 | 2025-04-27 20:24 | 10.4741 |  | -0.55972 |  | 0.60972
[5 empty] | 2025-04-27 22:55 | 2.7537 | 2025-04-27 22:55 | 7.2879 |  | -0.59357 |  | 0.64357
[5 empty] | 2025-04-28 01:26 | 2.8373 | 2025-04-28 01:26 | 7.8066 |  | -0.58351 |  | 0.63351
[5 empty] | 2025-04-28 03:57 | 2.9166 | 2025-04-28 03:57 | 9.6899 |  | -0.57374 |  | 0.62374
[5 empty] | 2025-04-28 06:28 | 2.6673 | 2025-04-28 06:28 | 9.6286 |  | -0.54825 |  | 0.59825
[5 empty] | 2025-04-28 08:59 | 2.6407 | 2025-04-28 08:59 | 7.8501 |  | -0.53771 |  | 0.58771
[5 empty] | 2025-04-28 11:30 | 2.8593 | 2025-04-28 11:30 | 9.0068 |  | -0.56158 |  | 0.61158
[5 empty] | 2025-04-28 14:01 | 2.6775 | 2025-04-28 14:01 | 7.5937 |  | -0.52666 |  | 0.57666
[5 empty] | 2025-04-28 16:32 | 2.4419 | 2025-04-28 16:32 | 8.5772 |  | -0.5323 |  | 0.5823
[5 empty] | 2025-04-28 19:03 | 2.493 | 2025-04-28 19:03 | 7.7444 |  | -0.50468 |  | 0.55468
[5 empty] | 2025-04-28 21:34 | 2.4211 | 2025-04-28 21:34 | 7.1222 |  | -0.50259 |  | 0.55259
[5 empty] | 2025-04-29 00:05 | 2.3889 | 2025-04-29 00:05 | 10.2469 |  | -0.48519 |  | 0.53519
[5 empty] | 2025-04-29 02:36 | 2.1581 | 2025-04-29 02:36 | 8.538 |  | -0.44109 |  | 0.49109
[5 empty] | 2025-04-29 05:07 | 1.969 | 2025-04-29 05:07 | 10.2479 |  | -0.42174 |  | 0.47174
[5 empty] | 2025-04-29 07:38 | 2.1146 | 2025-04-29 07:38 | 9.3724 |  | -0.46395 |  | 0.51395
[5 empty] | 2025-04-29 10:09 | 2.1892 | 2025-04-29 10:09 | 7.7309 |  | -0.47296 |  | 0.52296
[5 empty] | 2025-04-29 12:40 | 2.2444 | 2025-04-29 12:40 | 8.1639 |  | -0.51721 |  | 0.56721
[5 empty] | 2025-04-29 15:11 | 2.3481 | 2025-04-29 15:11 | 10.4174 |  | -0.48746 |  | 0.53746
[5 empty] | 2025-04-29 17:42 | 2.3518 | 2025-04-29 17:42 | 7.6341 |  | -0.45123 |  | 0.50123
[5 empty] | 2025-04-29 20:13 | 2.4343 | 2025-04-29 20:13 | 6.9562 |  | -0.47942 |  | 0.52942
[5 empty] | 2025-04-29 22:44 | 2.277 | 2025-04-29 22:44 | 9.1599 |  | -0.5173 |  | 0.5673
[5 empty] | 2025-04-30 01:15 | 2.2091 | 2025-04-30 01:15 | 9.0335 |  | -0.46853 |  | 0.51853
[5 empty] | 2025-04-30 03:46 | 2.3154 | 2025-04-30 03:46 | 7.4357 |  | -0.42375 |  | 0.47375
[5 empty] | 2025-04-30 06:17 | 2.0791 | 2025-04-30 06:17 | 10.6812 |  | -0.45773 |  | 0.50773
[5 empty] | 2025-04-30 08:48 | 2.1004 | 2025-04-30 08:48 | 7.3114 |  | -0.44534 |  | 0.49534
[5 empty] | 2025-04-30 11:19 | 2.3285 | 2025-04-30 11:19 | 9.946 |  | -0.43707 |  | 0.48707
[5 empty] | 2025-04-30 13:50 | 2.3067 | 2025-04-30 13:50 | 7.0159 |  | -0.4144 |  | 0.4644
[5 empty] | 2025-04-30 16:21 | 2.219 | 2025-04-30 16:21 | 9.3197 |  | -0.3694 |  | 0.4194
[5 empty] | 2025-04-30 18:52 | 2.0007 | 2025-04-30 18:52 | 7.3616 |  | -0.41175 |  | 0.46175
[5 empty] | 2025-04-30 21:23 | 2.0414 | 2025-04-30 21:23 | 7.9671 |  | -0.42648 |  | 0.47648
[5 empty] | 2025-04-30 23:54 | 1.9857 | 2025-04-30 23:54 | 10.6667 |  | -0.43877 |  | 0.48877
[5 empty] | 2025-05-01 02:25 | 2.1148 | 2025-05-01 02:25 | 8.3429 |  | -0.48727 |  | 0.53727
[5 empty] | 2025-05-01 04:56 | 2.1088 | 2025-05-01 04:56 | 10.615 |  | -0.46826 |  | 0.51826
[5 empty] | 2025-05-01 07:27 | 1.9417 | 2025-05-01 07:27 | 9.3362 |  | -0.51651 |  | 0.56651
[5 empty] | 2025-05-01 09:58 | 1.9311 | 2025-05-01 09:58 | 10.6612 |  | -0.55305 |  | 0.60305
[5 empty] | 2025-05-01 12:29 | 2.1064 | 2025-05-01 12:29 | 10.3039 |  | -0.54667 |  | 0.59667
[5 empty] | 2025-05-01 15:00 | 2.2873 | 2025-05-01 15:00 | 8.2068 |  | -0.54602 |  | 0.59602
[5 empty] | 2025-05-01 17:31 | 2.5206 | 2025-05-01 17:31 | 9.4628 |  | -0.52908 |  | 0.57908
[5 empty] | 2025-05-01 20:02 | 2.7423 | 2025-05-01 20:02 | 10.5359 |  | -0.49774 |  | 0.54774
[5 empty] | 2025-05-01 22:33 | 2.9417 | 2025-05-01 22:33 | 8.0561 |  | -0.47174 |  | 0.52174
[5 empty] | 2025-05-02 01:04 | 2.9637 | 2025-05-02 01:04 | 9.4029 |  | -0.5208 |  | 0.5708
[5 empty] | 2025-05-02 03:35 | 3.0899 | 2025-05-02 03:35 | 9.1307 |  | -0.50234 |  | 0.55234
[5 empty] | 2025-05-02 06:06 | 2.8494 | 2025-05-02 06:06 | 10.2282 |  | -0.53401 |  | 0.58401
[5 empty] | 2025-05-02 08:37 | 2.8664 | 2025-05-02 08:37 | 7.418 |  | -0.53675 |  | 0.58675
[5 empty] | 2025-05-02 11:08 | 3.0642 | 2025-05-02 11:08 | 10.0222 |  | -0.54503 |  | 0.59503
[5 empty] | 2025-05-02 13:39 | 2.8951 | 2025-05-02 13:39 | 7.8831 |  | -0.54856 |  | 0.59856
[5 empty] | 2025-05-02 16:10 | 2.6852 | 2025-05-02 16:10 | 9.5331 |  | -0.59125 |  | 0.64125
[5 empty] | 2025-05-02 18:41 | 2.7068 | 2025-05-02 18:41 | 8.2469 |  | -0.55974 |  | 0.60974
[5 empty] | 2025-05-02 21:12 | 2.7423 | 2025-05-02 21:12 | 7.6124 |  | -0.59859 |  | 0.64859
[5 empty] | 2025-05-02 23:43 | 2.5548 | 2025-05-02 23:43 | 7.1592 |  | -0.61551 |  | 0.66551
[5 empty] | 2025-05-03 02:14 | 2.6355 | 2025-05-03 02:14 | 7.0622 |  | -0.56737 |  | 0.61737
[5 empty] | 2025-05-03 04:45 | 2.6708 | 2025-05-03 04:45 | 10.2129 |  | -0.54963 |  | 0.59963
[5 empty] | 2025-05-03 07:16 | 2.429 | 2025-05-03 07:16 | 10.3278 |  | -0.50061 |  | 0.55061
[5 empty] | 2025-05-03 09:47 | 2.3871 | 2025-05-03 09:47 | 10.4539 |  | -0.49743 |  | 0.54743
[5 empty] | 2025-05-03 12:18 | 2.2476 | 2025-05-03 12:18 | 8.8147 |  | -0.49578 |  | 0.54578
[5 empty] | 2025-05-03 14:49 | 2.3976 | 2025-05-03 14:49 | 7.1214 |  | -0.53443 |  | 0.58443
[5 empty] | 2025-05-03 17:20 | 2.5957 | 2025-05-03 17:20 | 10.5024 |  | -0.5677 |  | 0.6177
[5 empty] | 2025-05-03 19:51 | 2.8223 | 2025-05-03 19:51 | 10.478 |  | -0.51902 |  | 0.56902
[5 empty] | 2025-05-03 22:22 | 3.0277 | 2025-05-03 22:22 | 7.3082 |  | -0.52777 |  | 0.57777
[5 empty] | 2025-05-04 00:53 | 3.2043 | 2025-05-04 00:53 | 7.5719 |  | -0.49228 |  | 0.54228
[5 empty] | 2025-05-04 03:24 | 3.196 | 2025-05-04 03:24 | 7.7579 |  | -0.50765 |  | 0.55765
[5 empty] | 2025-05-04 05:55 | 3.4052 | 2025-05-04 05:55 | 9.4933 |  | -0.5439 |  | 0.5939
[5 empty] | 2025-05-04 08:26 | 3.6383 | 2025-05-04 08:26 | 10.2663 |  | -0.5378 |  | 0.5878
[5 empty] | 2025-05-04 10:57 | 3.6309 | 2025-05-04 10:57 | 9.6794 |  | -0.51359 |  | 0.56359
[5 empty] | 2025-05-04 13:28 | 3.6526 | 2025-05-04 13:28 | 8.0429 |  | -0.46826 |  | 0.51826
[5 empty] | 2025-05-04 15:59 | 3.639 | 2025-05-04 15:59 | 10.7862 |  | -0.4284 |  | 0.4784
[5 empty] | 2025-05-04 18:30 | 3.7569 | 2025-05-04 18:30 | 8.299 |  | -0.37853 |  | 0.42853
[5 empty] | 2025-05-04 21:01 | 3.653 | 2025-05-04 21:01 | 8.8422 |  | -0.3983 |  | 0.4483
[5 empty] | 2025-05-04 23:32 | 3.525 | 2025-05-04 23:32 | 10.3138 |  | -0.39274 |  | 0.44274
[5 empty] | 2025-05-05 02:03 | 3.5647 | 2025-05-05 02:03 | 6.9102 |  | -0.43259 |  | 0.48259
[5 empty] | 2025-05-05 04:34 | 3.4123 | 2025-05-05 04:34 | 8.5158 |  | -0.43939 |  | 0.48939
[5 empty] | 2025-05-05 07:05 | 3.2971 | 2025-05-05 07:05 | 8.9857 |  | -0.48887 |  | 0.53887
[5 empty] | 2025-05-05 09:36 | 3.3564 | 2025-05-05 09:36 | 7.4478 |  | -0.46406 |  | 0.51406
[5 empty] | 2025-05-05 12:07 | 3.3123 | 2025-05-05 12:07 | 10.5252 |  | -0.4578 |  | 0.5078
[5 empty] | 2025-05-05 14:38 | 3.5069 | 2025-05-05 14:38 | 9.8538 |  | -0.46429 |  | 0.51429
[5 empty] | 2025-05-05 17:09 | 3.406 | 2025-05-05 17:09 | 7.7788 |  | -0.44633 |  | 0.49633
[5 empty] | 2025-05-05 19:40 | 3.3726 | 2025-05-05 19:40 | 7.6993 |  | -0.43343 |  | 0.48343
[5 empty] | 2025-05-05 22:11 | 3.3554 | 2025-05-05 22:11 | 9.2658 |  | -0.39567 |  | 0.44567
[5 empty] | 2025-05-06 00:42 | 3.3452 | 2025-05-06 00:42 | 7.1586 |  | -0.39699 |  | 0.44699
[5 empty] | 2025-05-06 03:13 | 3.2278 | 2025-05-06 03:13 | 6.8698 |  | -0.36108 |  | 0.41108
[5 empty] | 2025-05-06 05:44 | 3.0346 | 2025-05-06 05:44 | 8.3037 |  | -0.34299 |  | 0.39299
[5 empty] | 2025-05-06 08:15 | 3.0743 | 2025-05-06 08:15 | 9.5694 |  | -0.34952 |  | 0.39952
[5 empty] | 2025-05-06 10:46 | 3.1538 | 2025-05-06 10:46 | 10.6924 |  | -0.3567 |  | 0.4067
[5 empty] | 2025-05-06 13:17 | 3.3464 | 2025-05-06 13:17 | 6.9681 |  | -0.34863 |  | 0.39863
[5 empty] | 2025-05-06 15:48 | 3.4681 | 2025-05-06 15:48 | 6.8211 |  | -0.38907 |  | 0.43907
[5 empty] | 2025-05-06 18:19 | 3.3812 | 2025-05-06 18:19 | 7.2906 |  | -0.42368 |  | 0.47368
[5 empty] | 2025-05-06 20:50 | 3.4695 | 2025-05-06 20:50 | 10.5523 |  | -0.41483 |  | 0.46483
[5 empty] | 2025-05-06 23:21 | 3.4193 | 2025-05-06 23:21 | 8.2563 |  | -0.37535 |  | 0.42535
[5 empty] | 2025-05-07 01:52 | 3.3439 | 2025-05-07 01:52 | 10.1797 |  | -0.41437 |  | 0.46437
[5 empty] | 2025-05-07 04:23 | 3.3767 | 2025-05-07 04:23 | 9.9535 |  | -0.3894 |  | 0.4394
[5 empty] | 2025-05-07 06:54 | 3.6042 | 2025-05-07 06:54 | 10.6439 |  | -0.4121 |  | 0.4621
[5 empty] | 2025-05-07 09:25 | 3.4786 | 2025-05-07 09:25 | 10.0961 |  | -0.39827 |  | 0.44827
[5 empty] | 2025-05-07 11:56 | 3.2774 | 2025-05-07 11:56 | 6.846 |  | -0.42915 |  | 0.47915
[5 empty] | 2025-05-07 14:27 | 3.3438 | 2025-05-07 14:27 | 7.0441 |  | -0.4143 |  | 0.4643
[5 empty] | 2025-05-07 16:58 | 3.3836 | 2025-05-07 16:58 | 9.9813 |  | -0.43734 |  | 0.48734
[5 empty] | 2025-05-07 19:29 | 3.3065 | 2025-05-07 19:29 | 9.8633 |  | -0.46553 |  | 0.51553
[5 empty] | 2025-05-07 22:00 | 3.3976 | 2025-05-07 22:00 | 10.5869 |  | -0.48739 |  | 0.53739
[5 empty] | 2025-05-08 00:31 | 3.3285 | 2025-05-08 00:31 | 10.6029 |  | -0.52633 |  | 0.57633
[5 empty] | 2025-05-08 03:02 | 3.5381 | 2025-05-08 03:02 | 9.3063 |  | -0.48537 |  | 0.53537
[5 empty] | 2025-05-08 05:33 | 3.6893 | 2025-05-08 05:33 | 8.7308 |  | -0.46617 |  | 0.51617
[5 empty] | 2025-05-08 08:04 | 3.7134 | 2025-05-08 08:04 | 8.522 |  | -0.45897 |  | 0.50897
[5 empty] | 2025-05-08 10:35 | 3.7572 | 2025-05-08 10:35 | 7.2485 |  | -0.46101 |  | 0.51101
[5 empty] | 2025-05-08 13:06 | 3.7545 | 2025-05-08 13:06 | 8.6687 |  | -0.49553 |  | 0.54553
[5 empty] | 2025-05-08 15:37 | 3.5069 | 2025-05-08 15:37 | 7.4622 |  | -0.54193 |  | 0.59193
[5 empty] | 2025-05-08 18:08 | 3.3705 | 2025-05-08 18:08 | 9.4634 |  | -0.54658 |  | 0.59658
[5 empty] | 2025-05-08 20:39 | 3.5282 | 2025-05-08 20:39 | 8.8152 |  | -0.58241 |  | 0.63241
[5 empty] | 2025-05-08 23:10 | 3.3434 | 2025-05-08 23:10 | 10.065 |  | -0.60971 |  | 0.65971
[5 empty] | 2025-05-09 01:41 | 3.5323 | 2025-05-09 01:41 | 10.5017 |  | -0.57273 |  | 0.62273
[5 empty] | 2025-05-09 04:12 | 3.3072 | 2025-05-09 04:12 | 7.1043 |  | -0.54618 |  | 0.59618
[5 empty] | 2025-05-09 06:43 | 3.2277 | 2025-05-09 06:43 | 9.8087 |  | -0.58974 |  | 0.63974
[5 empty] | 2025-05-09 09:14 | 3.4619 | 2025-05-09 09:14 | 9.4601 |  | -0.57887 |  | 0.62887
[5 empty] | 2025-05-09 11:45 | 3.3553 | 2025-05-09 11:45 | 8.6956 |  | -0.62006 |  | 0.67006
[5 empty] | 2025-05-09 14:16 | 3.3135 | 2025-05-09 14:16 | 7.0056 |  | -0.66244 |  | 0.71244
[5 empty] | 2025-05-09 16:47 | 3.4453 | 2025-05-09 16:47 | 7.1837 |  | -0.68052 |  | 0.73052
[5 empty] | 2025-05-09 19:18 | 3.5749 | 2025-05-09 19:18 | 9.9946 |  | -0.68747 |  | 0.73747
[5 empty] | 2025-05-09 21:49 | 3.5207 | 2025-05-09 21:49 | 7.1412 |  | -0.72376 |  | 0.77376
[5 empty] | 2025-05-10 00:20 | 3.6684 | 2025-05-10 00:20 | 7.6297 |  | -0.73218 |  | 0.78218
[5 empty] | 2025-05-10 02:51 | 3.9025 | 2025-05-10 02:51 | 7.1998 |  | -0.69682 |  | 0.74682
[5 empty] | 2025-05-10 05:22 | 3.8032 | 2025-05-10 05:22 | 10.0279 |  | -0.73008 |  | 0.78008
[5 empty] | 2025-05-10 07:53 | 3.747 | 2025-05-10 07:53 | 8.2374 |  | -0.73651 |  | 0.78651
[5 empty] | 2025-05-10 10:24 | 3.7284 | 2025-05-10 10:24 | 9.4127 |  | -0.74432 |  | 0.79432
[5 empty] | 2025-05-10 12:55 | 3.8862 | 2025-05-10 12:55 | 7.2973 |  | -0.75186 |  | 0.80186
[5 empty] | 2025-05-10 15:26 | 3.7284 | 2025-05-10 15:26 | 9.8865 |  | -0.7748 |  | 0.8248
[5 empty] | 2025-05-10 17:57 | 3.8071 | 2025-05-10 17:57 | 9.6722 |  | -0.80743 |  | 0.85743
[5 empty] | 2025-05-10 20:28 | 3.6946 | 2025-05-10 20:28 | 7.3452 |  | -0.83984 |  | 0.88984
[5 empty] | 2025-05-10 22:59 | 3.4798 | 2025-05-10 22:59 | 10.3607 |  | -0.84158 |  | 0.89158
[5 empty] | 2025-05-11 01:30 | 3.7095 | 2025-05-11 01:30 | 7.6227 |  | -0.85016 |  | 0.90016
[5 empty] | 2025-05-11 04:01 | 3.5502 | 2025-05-11 04:01 | 7.663 |  | -0.82014 |  | 0.87014
[5 empty] | 2025-05-11 06:32 | 3.622 | 2025-05-11 06:32 | 9.3126 |  | -0.86097 |  | 0.91097
[5 empty] | 2025-05-11 09:03 | 3.7222 | 2025-05-11 09:03 | 10.3546 |  | -0.88583 |  | 0.93583
[5 empty] | 2025-05-11 11:34 | 3.6839 | 2025-05-11 11:34 | 8.5479 |  | -0.86298 |  | 0.91298
[5 empty] | 2025-05-11 14:05 | 3.8582 | 2025-05-11 14:05 | 6.902 |  | -0.87986 |  | 0.92986
[5 empty] | 2025-05-11 16:36 | 4.0581 | 2025-05-11 16:36 | 7.9533 |  | -0.88412 |  | 0.93412
[5 empty] | 2025-05-11 19:07 | 3.9851 | 2025-05-11 19:07 | 7.2156 |  | -0.87694 |  | 0.92694
[5 empty] | 2025-05-11 21:38 | 4.0831 | 2025-05-11 21:38 | 9.0347 |  | -0.89955 |  | 0.94955
[5 empty] | 2025-05-12 00:09 | 4.324 | 2025-05-12 00:09 | 7.6249 |  | -0.88553 |  | 0.93553
[5 empty] | 2025-05-12 02:40 | 4.1029 | 2025-05-12 02:40 | 7.5717 |  | -0.878 |  | 0.928
[5 empty] | 2025-05-12 05:11 | 4.1915 | 2025-05-12 05:11 | 9.5571 |  | -0.82801 |  | 0.87801
[5 empty] | 2025-05-12 07:42 | 4.3206 | 2025-05-12 07:42 | 6.9596 |  | -0.87153 |  | 0.92153
[5 empty] | 2025-05-12 10:13 | 4.4186 | 2025-05-12 10:13 | 9.7463 |  | -0.88384 |  | 0.93384
[5 empty] | 2025-05-12 12:44 | 4.2462 | 2025-05-12 12:44 | 8.2717 |  | -0.92327 |  | 0.97327
[5 empty] | 2025-05-12 15:15 | 4.0048 | 2025-05-12 15:15 | 7.0878 |  | -0.94156 |  | 0.99156
[5 empty] | 2025-05-12 17:46 | 4.0206 | 2025-05-12 17:46 | 8.2931 |  | -0.94368 |  | 0.99368
[5 empty] | 2025-05-12 20:17 | 3.9629 | 2025-05-12 20:17 | 10.3669 |  | -0.93601 |  | 0.98601
[5 empty] | 2025-05-12 22:48 | 3.897 | 2025-05-12 22:48 | 6.9974 |  | -0.9428 |  | 0.9928
[5 empty] | 2025-05-13 01:19 | 3.947 | 2025-05-13 01:19 | 9.3551 |  | -0.98645 |  | 1.0364
[5 empty] | 2025-05-13 03:50 | 3.7575 | 2025-05-13 03:50 | 7.7315 |  | -0.98067 |  | 1.0307
[5 empty] | 2025-05-13 06:21 | 3.6351 | 2025-05-13 06:21 | 8.5519 |  | -0.98718 |  | 1.0372
[5 empty] | 2025-05-13 08:52 | 3.7263 | 2025-05-13 08:52 | 9.5879 |  | -0.94487 |  | 0.99487
[5 empty] | 2025-05-13 11:23 | 3.7861 | 2025-05-13 11:23 | 9.2268 |  | -0.95984 |  | 1.0098
[5 empty] | 2025-05-13 13:54 | 4.0134 | 2025-05-13 13:54 | 8.9133 |  | -0.9999 |  | 1.0499
[5 empty] | 2025-05-13 16:25 | 4.1529 | 2025-05-13 16:25 | 8.5355 |  | -0.9837 |  | 1.0337
[5 empty] | 2025-05-13 18:56 | 3.967 | 2025-05-13 18:56 | 9.1234 |  | -0.95573 |  | 1.0057
[5 empty] | 2025-05-13 21:27 | 4.1115 | 2025-05-13 21:27 | 8.3405 |  | -0.99798 |  | 1.048
[5 empty] | 2025-05-13 23:58 | 3.9622 | 2025-05-13 23:58 | 9.347 |  | -0.9999 |  | 1.0499
[5 empty] | 2025-05-14 02:29 | 3.9215 | 2025-05-14 02:29 | 7.7764 |  | -0.97894 |  | 1.0289
[5 empty] | 2025-05-14 05:00 | 3.7507 | 2025-05-14 05:00 | 7.9262 |  | -0.9877 |  | 1.0377
[5 empty] | 2025-05-14 07:31 | 3.8722 | 2025-05-14 07:31 | 9.9602 |  | -0.96527 |  | 1.0153
[5 empty] | 2025-05-14 10:02 | 4.0117 | 2025-05-14 10:02 | 9.1209 |  | -0.99719 |  | 1.0472
[5 empty] | 2025-05-14 12:33 | 4.1723 | 2025-05-14 12:33 | 7.7837 |  | -0.9999 |  | 1.0499
[5 empty] | 2025-05-14 15:04 | 4.0512 | 2025-05-14 15:04 | 9.27 |  | -0.98285 |  | 1.0328
[5 empty] | 2025-05-14 17:35 | 4.2019 | 2025-05-14 17:35 | 9.4173 |  | -0.9999 |  | 1.0499
[5 empty] | 2025-05-14 20:06 | 4.3069 | 2025-05-14 20:06 | 8.0406 |  | -0.97768 |  | 1.0277
[5 empty] | 2025-05-14 22:37 | 4.0616 | 2025-05-14 22:37 | 10.2464 |  | -0.9999 |  | 1.0499
[5 empty] | 2025-05-15 01:08 | 4.1375 | 2025-05-15 01:08 | 9.2971 |  | -0.97621 |  | 1.0262
[5 empty] | 2025-05-15 03:39 | 4.1619 | 2025-05-15 03:39 | 8.2183 |  | -0.9999 |  | 1.0499
[5 empty] | 2025-05-15 06:10 | 3.9448 | 2025-05-15 06:10 | 6.8735 |  | -0.9999 |  | 1.0499
[5 empty] | 2025-05-15 08:41 | 4.1704 | 2025-05-15 08:41 | 8.4032 |  | -0.9879 |  | 1.0379
[5 empty] | 2025-05-15 11:12 | 4.328 | 2025-05-15 11:12 | 8.8557 |  | -0.97757 |  | 1.0276
[5 empty] | 2025-05-15 13:43 | 4.2178 | 2025-05-15 13:43 | 8.4108 |  | -0.99882 |  | 1.0488
[5 empty] | 2025-05-15 16:14 | 4.1629 | 2025-05-15 16:14 | 8.085 |  | -0.9999 |  | 1.0499
[5 empty] | 2025-05-15 18:45 | 4.1199 | 2025-05-15 18:45 | 7.1258 |  | -0.96607 |  | 1.0161
[5 empty] | 2025-05-15 21:16 | 4.0988 | 2025-05-15 21:16 | 10.6628 |  | -0.94243 |  | 0.99243
[5 empty] | 2025-05-15 23:47 | 4.3237 | 2025-05-15 23:47 | 7.3432 |  | -0.94191 |  | 0.99191
[5 empty] | 2025-05-16 02:18 | 4.4162 | 2025-05-16 02:18 | 7.3067 |  | -0.9449 |  | 0.9949
[5 empty] | 2025-05-16 04:49 | 4.6349 | 2025-05-16 04:49 | 8.6111 |  | -0.96488 |  | 1.0149
[5 empty] | 2025-05-16 07:20 | 4.7824 | 2025-05-16 07:20 | 8.8537 |  | -0.93763 |  | 0.98763
[5 empty] | 2025-05-16 09:51 | 4.9985 | 2025-05-16 09:51 | 8.1206 |  | -0.91668 |  | 0.96668
[5 empty] | 2025-05-16 12:22 | 5.0363 | 2025-05-16 12:22 | 10.2699 |  | -0.95168 |  | 1.0017
[5 empty] | 2025-05-16 14:53 | 5.0988 | 2025-05-16 14:53 | 6.9248 |  | -0.92695 |  | 0.97695
[5 empty] | 2025-05-16 17:24 | 5.2814 | 2025-05-16 17:24 | 9.279 |  | -0.88206 |  | 0.93206
[5 empty] | 2025-05-16 19:55 | 5.5267 | 2025-05-16 19:55 | 9.7508 |  | -0.92901 |  | 0.97901
[5 empty] | 2025-05-16 22:26 | 5.4876 | 2025-05-16 22:26 | 7.89 |  | -0.9089 |  | 0.9589
[5 empty] | 2025-05-17 00:57 | 5.5413 | 2025-05-17 00:57 | 7.638 |  | -0.87301 |  | 0.92301
[5 empty] | 2025-05-17 03:28 | 5.3031 | 2025-05-17 03:28 | 7.7988 |  | -0.8805 |  | 0.9305
[5 empty] | 2025-05-17 05:59 | 5.4166 | 2025-05-17 05:59 | 10.0849 |  | -0.86177 |  | 0.91177
[5 empty] | 2025-05-17 08:30 | 5.5887 | 2025-05-17 08:30 | 9.8763 |  | -0.83126 |  | 0.88126
[5 empty] | 2025-05-17 11:01 | 5.6843 | 2025-05-17 11:01 | 9.7155 |  | -0.85153 |  | 0.90153
[5 empty] | 2025-05-17 13:32 | 5.9169 | 2025-05-17 13:32 | 9.4913 |  | -0.86326 |  | 0.91326
[5 empty] | 2025-05-17 16:03 | 5.7884 | 2025-05-17 16:03 | 7.894 |  | -0.864 |  | 0.914
[5 empty] | 2025-05-17 18:34 | 5.6355 | 2025-05-17 18:34 | 9.8783 |  | -0.84583 |  | 0.89583
[5 empty] | 2025-05-17 21:05 | 5.7299 | 2025-05-17 21:05 | 8.5927 |  | -0.8895 |  | 0.9395
[5 empty] | 2025-05-17 23:36 | 5.7646 | 2025-05-17 23:36 | 10.3945 |  | -0.8421 |  | 0.8921
[5 empty] | 2025-05-18 02:07 | 5.5385 | 2025-05-18 02:07 | 10.3633 |  | -0.83161 |  | 0.88161
[5 empty] | 2025-05-18 04:38 | 5.4255 | 2025-05-18 04:38 | 7.0661 |  | -0.83082 |  | 0.88082
[5 empty] | 2025-05-18 07:09 | 5.2457 | 2025-05-18 07:09 | 10.0647 |  | -0.8328 |  | 0.8828
[5 empty] | 2025-05-18 09:40 | 5.3587 | 2025-05-18 09:40 | 8.6489 |  | -0.80095 |  | 0.85095
[5 empty] | 2025-05-18 12:11 | 5.4112 | 2025-05-18 12:11 | 8.6316 |  | -0.75775 |  | 0.80775
[5 empty] | 2025-05-18 14:42 | 5.1952 | 2025-05-18 14:42 | 8.3782 |  | -0.72145 |  | 0.77145
[5 empty] | 2025-05-18 17:13 | 4.9457 | 2025-05-18 17:13 | 10.6421 |  | -0.68559 |  | 0.73559
[5 empty] | 2025-05-18 19:44 | 4.738 | 2025-05-18 19:44 | 10.1627 |  | -0.63895 |  | 0.68895
[5 empty] | 2025-05-18 22:15 | 4.9406 | 2025-05-18 22:15 | 8.453 |  | -0.65762 |  | 0.70762
[5 empty] | 2025-05-19 00:46 | 4.9535 | 2025-05-19 00:46 | 8.6179 |  | -0.65651 |  | 0.70651
[5 empty] | 2025-05-19 03:17 | 4.8518 | 2025-05-19 03:17 | 9.0147 |  | -0.64225 |  | 0.69225
[5 empty] | 2025-05-19 05:48 | 4.6192 | 2025-05-19 05:48 | 8.7872 |  | -0.64805 |  | 0.69805
[5 empty] | 2025-05-19 08:19 | 4.3814 | 2025-05-19 08:19 | 10.4241 |  | -0.62099 |  | 0.67099
[5 empty] | 2025-05-19 10:50 | 4.3285 | 2025-05-19 10:50 | 10.3291 |  | -0.58701 |  | 0.63701
[5 empty] | 2025-05-19 13:21 | 4.1372 | 2025-05-19 13:21 | 8.8655 |  | -0.55783 |  | 0.60783
[5 empty] | 2025-05-19 15:52 | 4.1473 | 2025-05-19 15:52 | 8.5156 |  | -0.59933 |  | 0.64933
[5 empty] | 2025-05-19 18:23 | 4.3858 | 2025-05-19 18:23 | 8.5431 |  | -0.61093 |  | 0.66093
[5 empty] | 2025-05-19 20:54 | 4.2908 | 2025-05-19 20:54 | 9.1501 |  | -0.60724 |  | 0.65724
[5 empty] | 2025-05-19 23:25 | 4.3129 | 2025-05-19 23:25 | 10.3234 |  | -0.61232 |  | 0.66232
[5 empty] | 2025-05-20 01:56 | 4.4768 | 2025-05-20 01:56 | 10.0485 |  | -0.63327 |  | 0.68327
[5 empty] | 2025-05-20 04:27 | 4.4277 | 2025-05-20 04:27 | 7.9633 |  | -0.59431 |  | 0.64431
[5 empty] | 2025-05-20 06:58 | 4.2075 | 2025-05-20 06:58 | 9.7135 |  | -0.63436 |  | 0.68436
[5 empty] | 2025-05-20 09:29 | 4.2298 | 2025-05-20 09:29 | 9.1561 |  | -0.64861 |  | 0.69861
[5 empty] | 2025-05-20 12:00 | 3.9952 | 2025-05-20 12:00 | 9.0153 |  | -0.64015 |  | 0.69015
[5 empty] | 2025-05-20 14:31 | 4.097 | 2025-05-20 14:31 | 10.051 |  | -0.62873 |  | 0.67873
[5 empty] | 2025-05-20 17:02 | 4.2981 | 2025-05-20 17:02 | 7.2798 |  | -0.615 |  | 0.665
[5 empty] | 2025-05-20 19:33 | 4.5438 | 2025-05-20 19:33 | 10.609 |  | -0.63089 |  | 0.68089
[5 empty] | 2025-05-20 22:04 | 4.5358 | 2025-05-20 22:04 | 7.3641 |  | -0.61994 |  | 0.66994
[5 empty] | 2025-05-21 00:35 | 4.6556 | 2025-05-21 00:35 | 9.0134 |  | -0.62609 |  | 0.67609
[5 empty] | 2025-05-21 03:06 | 4.74 | 2025-05-21 03:06 | 7.4039 |  | -0.64454 |  | 0.69454
[5 empty] | 2025-05-21 05:37 | 4.8331 | 2025-05-21 05:37 | 8.2015 |  | -0.64595 |  | 0.69595
[5 empty] | 2025-05-21 08:08 | 4.6663 | 2025-05-21 08:08 | 10.1283 |  | -0.63884 |  | 0.68884
[5 empty] | 2025-05-21 10:39 | 4.7386 | 2025-05-21 10:39 | 7.0254 |  | -0.64805 |  | 0.69805
[5 empty] | 2025-05-21 13:10 | 4.6365 | 2025-05-21 13:10 | 10.0521 |  | -0.61817 |  | 0.66817
[5 empty] | 2025-05-21 15:41 | 4.857 | 2025-05-21 15:41 | 10.5188 |  | -0.64465 |  | 0.69465
[5 empty] | 2025-05-21 18:12 | 4.9464 | 2025-05-21 18:12 | 7.4125 |  | -0.63174 |  | 0.68174
[5 empty] | 2025-05-21 20:43 | 4.7854 | 2025-05-21 20:43 | 9.2329 |  | -0.6228 |  | 0.6728
[5 empty] | 2025-05-21 23:14 | 4.5466 | 2025-05-21 23:14 | 8.4386 |  | -0.6397 |  | 0.6897
[5 empty] | 2025-05-22 01:45 | 4.5672 | 2025-05-22 01:45 | 9.5803 |  | -0.61842 |  | 0.66842
[5 empty] | 2025-05-22 04:16 | 4.5794 | 2025-05-22 04:16 | 10.3902 |  | -0.65894 |  | 0.70894
[5 empty] | 2025-05-22 06:47 | 4.7516 | 2025-05-22 06:47 | 7.7434 |  | -0.6267 |  | 0.6767
[5 empty] | 2025-05-22 09:18 | 4.6186 | 2025-05-22 09:18 | 7.3946 |  | -0.67465 |  | 0.72465
[5 empty] | 2025-05-22 11:49 | 4.4612 | 2025-05-22 11:49 | 8.7846 |  | -0.65213 |  | 0.70213
[5 empty] | 2025-05-22 14:20 | 4.4107 | 2025-05-22 14:20 | 9.8081 |  | -0.60282 |  | 0.65282
[5 empty] | 2025-05-22 16:51 | 4.373 | 2025-05-22 16:51 | 9.5458 |  | -0.64099 |  | 0.69099
[5 empty] | 2025-05-22 19:22 | 4.2155 | 2025-05-22 19:22 | 7.7205 |  | -0.68063 |  | 0.73063
[5 empty] | 2025-05-22 21:53 | 4.349 | 2025-05-22 21:53 | 8.5253 |  | -0.65859 |  | 0.70859
[5 empty] | 2025-05-23 00:24 | 4.3832 | 2025-05-23 00:24 | 10.0735 |  | -0.64388 |  | 0.69388
[5 empty] | 2025-05-23 02:55 | 4.2612 | 2025-05-23 02:55 | 8.967 |  | -0.63408 |  | 0.68408
[5 empty] | 2025-05-23 05:26 | 4.3527 | 2025-05-23 05:26 | 8.5891 |  | -0.648 |  | 0.698
[5 empty] | 2025-05-23 07:57 | 4.2584 | 2025-05-23 07:57 | 9.1092 |  | -0.69339 |  | 0.74339
[5 empty] | 2025-05-23 10:28 | 4.4989 | 2025-05-23 10:28 | 7.3594 |  | -0.65757 |  | 0.70757
[5 empty] | 2025-05-23 12:59 | 4.3335 | 2025-05-23 12:59 | 9.6244 |  | -0.66255 |  | 0.71255
[5 empty] | 2025-05-23 15:30 | 4.2294 | 2025-05-23 15:30 | 8.0401 |  | -0.6261 |  | 0.6761
[5 empty] | 2025-05-23 18:01 | 4.3652 | 2025-05-23 18:01 | 9.7432 |  | -0.63384 |  | 0.68384
[5 empty] | 2025-05-23 20:32 | 4.1689 | 2025-05-23 20:32 | 9.7845 |  | -0.64535 |  | 0.69535
[10 empty] | -0.62155 |  | 0.67155
[10 empty] | -0.61964 |  | 0.66964 |  |  |  | 0
[10 empty] | -0.59096 |  | 0.64096 |  |  |  | 0
[10 empty] | -0.57545 |  | 0.62545 |  |  |  | 0
[10 empty] | -0.55566 |  | 0.60566 |  |  |  | 0
[10 empty] | -0.50886 |  | 0.55886 |  |  |  | 0
[10 empty] | -0.46536 |  | 0.51536 |  |  |  | 0
[10 empty] | -0.48446 |  | 0.53446 |  |  |  | 0
[10 empty] | -0.43502 |  | 0.48502 |  |  |  | 0
[10 empty] | -0.4621 |  | 0.5121 |  |  |  | 0
[10 empty] | -0.42615 |  | 0.47615 |  |  |  | 0
[10 empty] | -0.47496 |  | 0.52496 |  |  |  | 0
[10 empty] | -0.43767 |  | 0.48767 |  |  |  | 0
[10 empty] | -0.39782 |  | 0.44782 |  |  |  | 0
[10 empty] | -0.39758 |  | 0.44758 |  |  |  | 0
[10 empty] | -0.42281 |  | 0.47281 |  |  |  | 0
[10 empty] | -0.4224 |  | 0.4724 |  |  |  | 0
[10 empty] | -0.45055 |  | 0.50055 |  |  |  | 0
[10 empty] | -0.41398 |  | 0.46398 |  |  |  | 0
[10 empty] | -0.40959 |  | 0.45959 |  |  |  | 0
[10 empty] | -0.44149 |  | 0.49149 |  |  |  | 0
[10 empty] | -0.407 |  | 0.457 |  |  |  | 0
[10 empty] | -0.45103 |  | 0.50103 |  |  |  | 0
[10 empty] | -0.45942 |  | 0.50942 |  |  |  | 0
[10 empty] | -0.42619 |  | 0.47619 |  |  |  | 0
[10 empty] | -0.4735 |  | 0.5235 |  |  |  | 0
[10 empty] | -0.48454 |  | 0.53454 |  |  |  | 0
[10 empty] | -0.48883 |  | 0.53883 |  |  |  | 0
[10 empty] | -0.48911 |  | 0.53911 |  |  |  | 0
[10 empty] | -0.45421 |  | 0.50421 |  |  |  | 0
[10 empty] | -0.46411 |  | 0.51411 |  |  |  | 0
[10 empty] | -0.4627 |  | 0.5127 |  |  |  | 0
[10 empty] | -0.41994 |  | 0.46994 |  |  |  | 0
[10 empty] | -0.386 |  | 0.436 |  |  |  | 0
[10 empty] | -0.41293 |  | 0.46293 |  |  |  | 0
[10 empty] | -0.44724 |  | 0.49724 |  |  |  | 0
[10 empty] | -0.4008 |  | 0.4508 |  |  |  | 0
[10 empty] | -0.41582 |  | 0.46582 |  |  |  | 0
[10 empty] | -0.45284 |  | 0.50284 |  |  |  | 0
[10 empty] | -0.43953 |  | 0.48953 |  |  |  | 0
[10 empty] | -0.42163 |  | 0.47163 |  |  |  | 0
[10 empty] | -0.42311 |  | 0.47311 |  |  |  | 0
[10 empty] | -0.42691 |  | 0.47691 |  |  |  | 0
[10 empty] | -0.46739 |  | 0.51739 |  |  |  | 0
[10 empty] | -0.48882 |  | 0.53882 |  |  |  | 0
[10 empty] | -0.45687 |  | 0.50687 |  |  |  | 0
[10 empty] | -0.4991 |  | 0.5491 |  |  |  | 0
[10 empty] | -0.50955 |  | 0.55955 |  |  |  | 0
[10 empty] | -0.5551 |  | 0.6051 |  |  |  | 0
[10 empty] | -0.54549 |  | 0.59549 |  |  |  | 0
[10 empty] | -0.50613 |  | 0.55613 |  |  |  | 0
[10 empty] | -0.50834 |  | 0.55834 |  |  |  | 0
[10 empty] | -0.53489 |  | 0.58489 |  |  |  | 0
[10 empty] | -0.49203 |  | 0.54203 |  |  |  | 0
[10 empty] | -0.50511 |  | 0.55511 |  |  |  | 0
[10 empty] | -0.48224 |  | 0.53224 |  |  |  | 0
[10 empty] | -0.47778 |  | 0.52778 |  |  |  | 0
[10 empty] | -0.43756 |  | 0.48756 |  |  |  | 0
[10 empty] | -0.42627 |  | 0.47627 |  |  |  | 0
[10 empty] | -0.45707 |  | 0.50707 |  |  |  | 0
[10 empty] | -0.46979 |  | 0.51979 |  |  |  | 0
[10 empty] | -0.45175 |  | 0.50175 |  |  |  | 0
[10 empty] | -0.49498 |  | 0.54498 |  |  |  | 0
[10 empty] | -0.44657 |  | 0.49657 |  |  |  | 0
[10 empty] | -0.44672 |  | 0.49672 |  |  |  | 0
[10 empty] | -0.48144 |  | 0.53144 |  |  |  | 0
[10 empty] | -0.44669 |  | 0.49669 |  |  |  | 0
[10 empty] | -0.46838 |  | 0.51838 |  |  |  | 0
[10 empty] | -0.51703 |  | 0.56703 |  |  |  | 0
[10 empty] | -0.53808 |  | 0.58808 |  |  |  | 0
[10 empty] | -0.58534 |  | 0.63534 |  |  |  | 0
[10 empty] | -0.54832 |  | 0.59832 |  |  |  | 0
[10 empty] | -0.59151 |  | 0.64151 |  |  |  | 0
[10 empty] | -0.63608 |  | 0.68608 |  |  |  | 0
[10 empty] | -0.64559 |  | 0.69559 |  |  |  | 0
[10 empty] | -0.651 |  | 0.701 |  |  |  | 0
[10 empty] | -0.62972 |  | 0.67972 |  |  |  | 0
[10 empty] | -0.66321 |  | 0.71321 |  |  |  | 0
[10 empty] | -0.61503 |  | 0.66503 |  |  |  | 0
[10 empty] | -0.62068 |  | 0.67068 |  |  |  | 0
[10 empty] | -0.63335 |  | 0.68335 |  |  |  | 0
[10 empty] | -0.59669 |  | 0.64669 |  |  |  | 0
[10 empty] | -0.58284 |  | 0.63284 |  |  |  | 0
[10 empty] | -0.59901 |  | 0.64901 |  |  |  | 0
[10 empty] | -0.60138 |  | 0.65138 |  |  |  | 0
[10 empty] | -0.61312 |  | 0.66312 |  |  |  | 0
[10 empty] | -0.57765 |  | 0.62765 |  |  |  | 0
[10 empty] | -0.55611 |  | 0.60611 |  |  |  | 0
[10 empty] | -0.58276 |  | 0.63276 |  |  |  | 0
[10 empty] | -0.55112 |  | 0.60112 |  |  |  | 0
[10 empty] | -0.53466 |  | 0.58466 |  |  |  | 0
[10 empty] | -0.48581 |  | 0.53581 |  |  |  | 0
[10 empty] | -0.51381 |  | 0.56381 |  |  |  | 0
[10 empty] | -0.51954 |  | 0.56954 |  |  |  | 0
[10 empty] | -0.53446 |  | 0.58446 |  |  |  | 0
[10 empty] | -0.56929 |  | 0.61929 |  |  |  | 0
[10 empty] | -0.57148 |  | 0.62148 |  |  |  | 0
[10 empty] | -0.5896 |  | 0.6396 |  |  |  | 0
[10 empty] | -0.61383 |  | 0.66383 |  |  |  | 0
[10 empty] | -0.6073 |  | 0.6573 |  |  |  | 0
[10 empty] | -0.58792 |  | 0.63792 |  |  |  | 0
[10 empty] | -0.57402 |  | 0.62402 |  |  |  | 0
[10 empty] | -0.60635 |  | 0.65635 |  |  |  | 0
[10 empty] | -0.58951 |  | 0.63951 |  |  |  | 0
[10 empty] | -0.60632 |  | 0.65632 |  |  |  | 0
[10 empty] | -0.61669 |  | 0.66669 |  |  |  | 0
[10 empty] | -0.62397 |  | 0.67397 |  |  |  | 0
[10 empty] | -0.66591 |  | 0.71591 |  |  |  | 0
[10 empty] | -0.65413 |  | 0.70413 |  |  |  | 0
[10 empty] | -0.67799 |  | 0.72799 |  |  |  | 0
[10 empty] | -0.63506 |  | 0.68506 |  |  |  | 0
[10 empty] | -0.66239 |  | 0.71239 |  |  |  | 0
[10 empty] | -0.69265 |  | 0.74265 |  |  |  | 0
[10 empty] | -0.73773 |  | 0.78773 |  |  |  | 0
[10 empty] | -0.76517 |  | 0.81517 |  |  |  | 0
[10 empty] | -0.74267 |  | 0.79267 |  |  |  | 0
[10 empty] | -0.69572 |  | 0.74572 |  |  |  | 0
[10 empty] | -0.64981 |  | 0.69981 |  |  |  | 0
[10 empty] | -0.61958 |  | 0.66958 |  |  |  | 0
[10 empty] | -0.5802 |  | 0.6302 |  |  |  | 0
[10 empty] | -0.55186 |  | 0.60186 |  |  |  | 0
[10 empty] | -0.59353 |  | 0.64353 |  |  |  | 0
[10 empty] | -0.57571 |  | 0.62571 |  |  |  | 0
[10 empty] | -0.58152 |  | 0.63152 |  |  |  | 0
[10 empty] | -0.62398 |  | 0.67398 |  |  |  | 0
[10 empty] | -0.66725 |  | 0.71725 |  |  |  | 0
[10 empty] | -0.63297 |  | 0.68297 |  |  |  | 0
[10 empty] | -0.62809 |  | 0.67809 |  |  |  | 0
[10 empty] | -0.63425 |  | 0.68425 |  |  |  | 0
[10 empty] | -0.67715 |  | 0.72715 |  |  |  | 0
[10 empty] | -0.68896 |  | 0.73896 |  |  |  | 0
[10 empty] | -0.71006 |  | 0.76006 |  |  |  | 0
[10 empty] | -0.7277 |  | 0.7777 |  |  |  | 0
[10 empty] | -0.68458 |  | 0.73458 |  |  |  | 0
[10 empty] | -0.7343 |  | 0.7843 |  |  |  | 0
[10 empty] | -0.74946 |  | 0.79946 |  |  |  | 0
[10 empty] | -0.70729 |  | 0.75729 |  |  |  | 0
[10 empty] | -0.67064 |  | 0.72064 |  |  |  | 0
[10 empty] | -0.70226 |  | 0.75226 |  |  |  | 0
[10 empty] | -0.65447 |  | 0.70447 |  |  |  | 0
[10 empty] | -0.67878 |  | 0.72878 |  |  |  | 0
[10 empty] | -0.71253 |  | 0.76253 |  |  |  | 0
[10 empty] | -0.70247 |  | 0.75247 |  |  |  | 0
[10 empty] | -0.70002 |  | 0.75002 |  |  |  | 0
[10 empty] | -0.72126 |  | 0.77126 |  |  |  | 0
[10 empty] | -0.76736 |  | 0.81736 |  |  |  | 0
[10 empty] | -0.81066 |  | 0.86066 |  |  |  | 0
[10 empty] | -0.76413 |  | 0.81413 |  |  |  | 0
[10 empty] | -0.80648 |  | 0.85648 |  |  |  | 0
[10 empty] | -0.83157 |  | 0.88157 |  |  |  | 0
[10 empty] | -0.87702 |  | 0.92702 |  |  |  | 0
[10 empty] | -0.87632 |  | 0.92632 |  |  |  | 0
[10 empty] | -0.86402 |  | 0.91402 |  |  |  | 0
[10 empty] | -0.90244 |  | 0.95244 |  |  |  | 0
[10 empty] | -0.89032 |  | 0.94032 |  |  |  | 0
[10 empty] | -0.8627 |  | 0.9127 |  |  |  | 0
[10 empty] | -0.89281 |  | 0.94281 |  |  |  | 0
[10 empty] | -0.8841 |  | 0.9341 |  |  |  | 0
[10 empty] | -0.9039 |  | 0.9539 |  |  |  | 0
[10 empty] | -0.87 |  | 0.92 |  |  |  | 0
[10 empty] | -0.90855 |  | 0.95855 |  |  |  | 0
[10 empty] | -0.86854 |  | 0.91854 |  |  |  | 0
[10 empty] | -0.84233 |  | 0.89233 |  |  |  | 0
[10 empty] | -0.79742 |  | 0.84742 |  |  |  | 0
[10 empty] | -0.80145 |  | 0.85145 |  |  |  | 0
[10 empty] | -0.76615 |  | 0.81615 |  |  |  | 0
[10 empty] | -0.80327 |  | 0.85327 |  |  |  | 0
[10 empty] | -0.78759 |  | 0.83759 |  |  |  | 0
[10 empty] | -0.77641 |  | 0.82641 |  |  |  | 0
[10 empty] | -0.79543 |  | 0.84543 |  |  |  | 0
[10 empty] | -0.76004 |  | 0.81004 |  |  |  | 0
[10 empty] | -0.73172 |  | 0.78172 |  |  |  | 0
[10 empty] | -0.7629 |  | 0.8129 |  |  |  | 0
[10 empty] | -0.7384 |  | 0.7884 |  |  |  | 0
[10 empty] | -0.75227 |  | 0.80227 |  |  |  | 0
[10 empty] | -0.76268 |  | 0.81268 |  |  |  | 0
[10 empty] | -0.76613 |  | 0.81613 |  |  |  | 0
[10 empty] | -0.74148 |  | 0.79148 |  |  |  | 0
[10 empty] | -0.76366 |  | 0.81366 |  |  |  | 0
[10 empty] | -0.79877 |  | 0.84877 |  |  |  | 0
[10 empty] | -0.84085 |  | 0.89085 |  |  |  | 0
[10 empty] | -0.87673 |  | 0.92673 |  |  |  | 0
[10 empty] | -0.84917 |  | 0.89917 |  |  |  | 0
[10 empty] | -0.89726 |  | 0.94726 |  |  |  | 0
[10 empty] | -0.89291 |  | 0.94291 |  |  |  | 0
[10 empty] | -0.87963 |  | 0.92963 |  |  |  | 0
[10 empty] | -0.9134 |  | 0.9634 |  |  |  | 0
[10 empty] | -0.8881 |  | 0.9381 |  |  |  | 0
[10 empty] | -0.88737 |  | 0.93737 |  |  |  | 0
[10 empty] | -0.85071 |  | 0.90071 |  |  |  | 0
[10 empty] | -0.8369 |  | 0.8869 |  |  |  | 0
[10 empty] | -0.87797 |  | 0.92797 |  |  |  | 0
[10 empty] | -0.84511 |  | 0.89511 |  |  |  | 0
[10 empty] | -0.84624 |  | 0.89624 |  |  |  | 0
[10 empty] | -0.85334 |  | 0.90334 |  |  |  | 0
[10 empty] | -0.81879 |  | 0.86879 |  |  |  | 0
[10 empty] | -0.86327 |  | 0.91327 |  |  |  | 0
[10 empty] | -0.82367 |  | 0.87367 |  |  |  | 0
[10 empty] | -0.81135 |  | 0.86135 |  |  |  | 0
[10 empty] | -0.85688 |  | 0.90688 |  |  |  | 0
[10 empty] | -0.892 |  | 0.942 |  |  |  | 0
[10 empty] | -0.86402 |  | 0.91402 |  |  |  | 0
[10 empty] | -0.90077 |  | 0.95077 |  |  |  | 0
[10 empty] | -0.91099 |  | 0.96099 |  |  |  | 0
[10 empty] | -0.91825 |  | 0.96825 |  |  |  | 0
[10 empty] | -0.87465 |  | 0.92465 |  |  |  | 0
[10 empty] | -0.86717 |  | 0.91717 |  |  |  | 0
[10 empty] | -0.87168 |  | 0.92168 |  |  |  | 0
[10 empty] | -0.85067 |  | 0.90067 |  |  |  | 0
[10 empty] | -0.85567 |  | 0.90567 |  |  |  | 0
[10 empty] | -0.80879 |  | 0.85879 |  |  |  | 0
[10 empty] | -0.82815 |  | 0.87815 |  |  |  | 0
[10 empty] | -0.79693 |  | 0.84693 |  |  |  | 0
[10 empty] | -0.75615 |  | 0.80615 |  |  |  | 0
[10 empty] | -0.78911 |  | 0.83911 |  |  |  | 0
[10 empty] | -0.82846 |  | 0.87846 |  |  |  | 0
[10 empty] | -0.80348 |  | 0.85348 |  |  |  | 0
[10 empty] | -0.79945 |  | 0.84945 |  |  |  | 0
[10 empty] | -0.78749 |  | 0.83749 |  |  |  | 0
[10 empty] | -0.82229 |  | 0.87229 |  |  |  | 0
[10 empty] | -0.83521 |  | 0.88521 |  |  |  | 0
[10 empty] | -0.8566 |  | 0.9066 |  |  |  | 0
[10 empty] | -0.83806 |  | 0.88806 |  |  |  | 0
[10 empty] | -0.79987 |  | 0.84987 |  |  |  | 0
[10 empty] | -0.80697 |  | 0.85697 |  |  |  | 0
[10 empty] | -0.84516 |  | 0.89516 |  |  |  | 0
[10 empty] | -0.87038 |  | 0.92038 |  |  |  | 0
[10 empty] | -0.88216 |  | 0.93216 |  |  |  | 0
[10 empty] | -0.84581 |  | 0.89581 |  |  |  | 0
[10 empty] | -0.83718 |  | 0.88718 |  |  |  | 0
[10 empty] | -0.8258 |  | 0.8758 |  |  |  | 0
[10 empty] | -0.79373 |  | 0.84373 |  |  |  | 0
[10 empty] | -0.81435 |  | 0.86435 |  |  |  | 0
[10 empty] | -0.76614 |  | 0.81614 |  |  |  | 0
[10 empty] | -0.72142 |  | 0.77142 |  |  |  | 0
[10 empty] | -0.74925 |  | 0.79925 |  |  |  | 0
[10 empty] | -0.71141 |  | 0.76141 |  |  |  | 0
[10 empty] | -0.71549 |  | 0.76549 |  |  |  | 0
[10 empty] | -0.71149 |  | 0.76149 |  |  |  | 0
[10 empty] | -0.72468 |  | 0.77468 |  |  |  | 0
[10 empty] | -0.70321 |  | 0.75321 |  |  |  | 0
[10 empty] | -0.74768 |  | 0.79768 |  |  |  | 0
[10 empty] | -0.72024 |  | 0.77024 |  |  |  | 0
[10 empty] | -0.71773 |  | 0.76773 |  |  |  | 0
[10 empty] | -0.68298 |  | 0.73298 |  |  |  | 0
[10 empty] | -0.71716 |  | 0.76716 |  |  |  | 0
[10 empty] | -0.75552 |  | 0.80552 |  |  |  | 0
[10 empty] | -0.77835 |  | 0.82835 |  |  |  | 0
[10 empty] | -0.75619 |  | 0.80619 |  |  |  | 0
[10 empty] | -0.73224 |  | 0.78224 |  |  |  | 0
[10 empty] | -0.75645 |  | 0.80645 |  |  |  | 0
[10 empty] | -0.72973 |  | 0.77973 |  |  |  | 0
[10 empty] | -0.73732 |  | 0.78732 |  |  |  | 0
[10 empty] | -0.74613 |  | 0.79613 |  |  |  | 0
[10 empty] | -0.74352 |  | 0.79352 |  |  |  | 0
[10 empty] | -0.7667 |  | 0.8167 |  |  |  | 0
[10 empty] | -0.73894 |  | 0.78894 |  |  |  | 0
[10 empty] | -0.74837 |  | 0.79837 |  |  |  | 0
[10 empty] | -0.7229 |  | 0.7729 |  |  |  | 0
[10 empty] | -0.77023 |  | 0.82023 |  |  |  | 0
[10 empty] | -0.72186 |  | 0.77186 |  |  |  | 0
[10 empty] | -0.69021 |  | 0.74021 |  |  |  | 0
[10 empty] | -0.64547 |  | 0.69547 |  |  |  | 0
[10 empty] | -0.63454 |  | 0.68454 |  |  |  | 0
[10 empty] | -0.61827 |  | 0.66827 |  |  |  | 0
[10 empty] | -0.5686 |  | 0.6186 |  |  |  | 0
[10 empty] | -0.5936 |  | 0.6436 |  |  |  | 0
[10 empty] | -0.63148 |  | 0.68148 |  |  |  | 0
[10 empty] | -0.59826 |  | 0.64826 |  |  |  | 0
[10 empty] | -0.57732 |  | 0.62732 |  |  |  | 0
[10 empty] | -0.61787 |  | 0.66787 |  |  |  | 0
[10 empty] | -0.60266 |  | 0.65266 |  |  |  | 0
[10 empty] | -0.56513 |  | 0.61513 |  |  |  | 0
[10 empty] | -0.56007 |  | 0.61007 |  |  |  | 0
[10 empty] | -0.57249 |  | 0.62249 |  |  |  | 0
[10 empty] | -0.56649 |  | 0.61649 |  |  |  | 0
[10 empty] | -0.58594 |  | 0.63594 |  |  |  | 0
[10 empty] | -0.56052 |  | 0.61052 |  |  |  | 0
[10 empty] | -0.51835 |  | 0.56835 |  |  |  | 0
[10 empty] | -0.48923 |  | 0.53923 |  |  |  | 0
[10 empty] | -0.52753 |  | 0.57753 |  |  |  | 0
[10 empty] | -0.49731 |  | 0.54731 |  |  |  | 0
[10 empty] | -0.5364 |  | 0.5864 |  |  |  | 0
[10 empty] | -0.49305 |  | 0.54305 |  |  |  | 0
[10 empty] | -0.49618 |  | 0.54618 |  |  |  | 0
[10 empty] | -0.51943 |  | 0.56943 |  |  |  | 0
[10 empty] | -0.53278 |  | 0.58278 |  |  |  | 0
[10 empty] | -0.54981 |  | 0.59981 |  |  |  | 0
[10 empty] | -0.55424 |  | 0.60424 |  |  |  | 0
[10 empty] | -0.57906 |  | 0.62906 |  |  |  | 0
[10 empty] | -0.62476 |  | 0.67476 |  |  |  | 0
[10 empty] | -0.58936 |  | 0.63936 |  |  |  | 0
[10 empty] | -0.55094 |  | 0.60094 |  |  |  | 0
[10 empty] | -0.52267 |  | 0.57267 |  |  |  | 0
[10 empty] | -0.50533 |  | 0.55533 |  |  |  | 0
[10 empty] | -0.51949 |  | 0.56949 |  |  |  | 0
[10 empty] | -0.56935 |  | 0.61935 |  |  |  | 0
[10 empty] | -0.60672 |  | 0.65672 |  |  |  | 0
[10 empty] | -0.56751 |  | 0.61751 |  |  |  | 0
[10 empty] | -0.57368 |  | 0.62368 |  |  |  | 0
[10 empty] | -0.58438 |  | 0.63438 |  |  |  | 0
[10 empty] | -0.55462 |  | 0.60462 |  |  |  | 0
[10 empty] | -0.55215 |  | 0.60215 |  |  |  | 0
[10 empty] | -0.59826 |  | 0.64826 |  |  |  | 0
[10 empty] | -0.56396 |  | 0.61396 |  |  |  | 0
[10 empty] | -0.55774 |  | 0.60774 |  |  |  | 0
[10 empty] | -0.56749 |  | 0.61749 |  |  |  | 0
[10 empty] | -0.53284 |  | 0.58284 |  |  |  | 0
[10 empty] | -0.57307 |  | 0.62307 |  |  |  | 0
[10 empty] | -0.56198 |  | 0.61198 |  |  |  | 0
[10 empty] | -0.59295 |  | 0.64295 |  |  |  | 0
[10 empty] | -0.56858 |  | 0.61858 |  |  |  | 0
[10 empty] | -0.57226 |  | 0.62226 |  |  |  | 0
[10 empty] | -0.61387 |  | 0.66387 |  |  |  | 0
[10 empty] | -0.63032 |  | 0.68032 |  |  |  | 0
[10 empty] | -0.60557 |  | 0.65557 |  |  |  | 0
[10 empty] | -0.58698 |  | 0.63698 |  |  |  | 0
[10 empty] | -0.62474 |  | 0.67474 |  |  |  | 0
[10 empty] | -0.64752 |  | 0.69752 |  |  |  | 0
[10 empty] | -0.64765 |  | 0.69765 |  |  |  | 0
[10 empty] | -0.62801 |  | 0.67801 |  |  |  | 0
[10 empty] | -0.58259 |  | 0.63259 |  |  |  | 0
[10 empty] | -0.59597 |  | 0.64597 |  |  |  | 0
[10 empty] | -0.58362 |  | 0.63362 |  |  |  | 0
[10 empty] | -0.62152 |  | 0.67152 |  |  |  | 0
[10 empty] | -0.65851 |  | 0.70851 |  |  |  | 0
[10 empty] | -0.64928 |  | 0.69928 |  |  |  | 0
[10 empty] | -0.68655 |  | 0.73655 |  |  |  | 0
[10 empty] | -0.7022 |  | 0.7522 |  |  |  | 0
[10 empty] | -0.70246 |  | 0.75246 |  |  |  | 0
[10 empty] | -0.73392 |  | 0.78392 |  |  |  | 0
[10 empty] | -0.69694 |  | 0.74694 |  |  |  | 0
[10 empty] | -0.66856 |  | 0.71856 |  |  |  | 0
[10 empty] | -0.63974 |  | 0.68974 |  |  |  | 0
[10 empty] | -0.59594 |  | 0.64594 |  |  |  | 0
[10 empty] | -0.61137 |  | 0.66137 |  |  |  | 0
[10 empty] | -0.59873 |  | 0.64873 |  |  |  | 0
[10 empty] | -0.58607 |  | 0.63607 |  |  |  | 0
[10 empty] | -0.57736 |  | 0.62736 |  |  |  | 0
[10 empty] | -0.60963 |  | 0.65963 |  |  |  | 0
[10 empty] | -0.59502 |  | 0.64502 |  |  |  | 0
[10 empty] | -0.61635 |  | 0.66635 |  |  |  | 0
[10 empty] | -0.65526 |  | 0.70526 |  |  |  | 0
[10 empty] | -0.64949 |  | 0.69949 |  |  |  | 0
[10 empty] | -0.60312 |  | 0.65312 |  |  |  | 0
[10 empty] | -0.57109 |  | 0.62109 |  |  |  | 0
[10 empty] | -0.53022 |  | 0.58022 |  |  |  | 0
[10 empty] | -0.49563 |  | 0.54563 |  |  |  | 0
[10 empty] | -0.49759 |  | 0.54759 |  |  |  | 0
[10 empty] | -0.47923 |  | 0.52923 |  |  |  | 0
[10 empty] | -0.49388 |  | 0.54388 |  |  |  | 0
[10 empty] | -0.52354 |  | 0.57354 |  |  |  | 0
[10 empty] | -0.53531 |  | 0.58531 |  |  |  | 0
[10 empty] | -0.5791 |  | 0.6291 |  |  |  | 0
[10 empty] | -0.61729 |  | 0.66729 |  |  |  | 0
[10 empty] | -0.64824 |  | 0.69824 |  |  |  | 0
[10 empty] | -0.65099 |  | 0.70099 |  |  |  | 0
[10 empty] | -0.63979 |  | 0.68979 |  |  |  | 0
[10 empty] | -0.62059 |  | 0.67059 |  |  |  | 0
[10 empty] | -0.59337 |  | 0.64337 |  |  |  | 0
[10 empty] | -0.6113 |  | 0.6613 |  |  |  | 0
[10 empty] | -0.63009 |  | 0.68009 |  |  |  | 0
[10 empty] | -0.63707 |  | 0.68707 |  |  |  | 0
[10 empty] | -0.67604 |  | 0.72604 |  |  |  | 0
[10 empty] | -0.64031 |  | 0.69031 |  |  |  | 0
[10 empty] | -0.60383 |  | 0.65383 |  |  |  | 0
[10 empty] | -0.63997 |  | 0.68997 |  |  |  | 0
[10 empty] | -0.65767 |  | 0.70767 |  |  |  | 0
[10 empty] | -0.69926 |  | 0.74926 |  |  |  | 0
[10 empty] | -0.67248 |  | 0.72248 |  |  |  | 0
[10 empty] | -0.68916 |  | 0.73916 |  |  |  | 0
[10 empty] | -0.68523 |  | 0.73523 |  |  |  | 0
[10 empty] | -0.71165 |  | 0.76165 |  |  |  | 0
[10 empty] | -0.67289 |  | 0.72289 |  |  |  | 0
[10 empty] | -0.70782 |  | 0.75782 |  |  |  | 0
[10 empty] | -0.68023 |  | 0.73023 |  |  |  | 0
[10 empty] | -0.66954 |  | 0.71954 |  |  |  | 0
[10 empty] | -0.67816 |  | 0.72816 |  |  |  | 0
[10 empty] | -0.63227 |  | 0.68227 |  |  |  | 0
[10 empty] | -0.60389 |  | 0.65389 |  |  |  | 0
[10 empty] | -0.56456 |  | 0.61456 |  |  |  | 0
[10 empty] | -0.5346 |  | 0.5846 |  |  |  | 0
[10 empty] | -0.57849 |  | 0.62849 |  |  |  | 0
[10 empty] | -0.61745 |  | 0.66745 |  |  |  | 0
[10 empty] | -0.66609 |  | 0.71609 |  |  |  | 0
[10 empty] | -0.6459 |  | 0.6959 |  |  |  | 0
[10 empty] | -0.65574 |  | 0.70574 |  |  |  | 0
[10 empty] | -0.65008 |  | 0.70008 |  |  |  | 0
[10 empty] | -0.65799 |  | 0.70799 |  |  |  | 0
[10 empty] | -0.68848 |  | 0.73848 |  |  |  | 0
[10 empty] | -0.70804 |  | 0.75804 |  |  |  | 0
[10 empty] | -0.67822 |  | 0.72822 |  |  |  | 0
[10 empty] | -0.67185 |  | 0.72185 |  |  |  | 0
[10 empty] | -0.69066 |  | 0.74066 |  |  |  | 0
[10 empty] | -0.70055 |  | 0.75055 |  |  |  | 0
[10 empty] | -0.70867 |  | 0.75867 |  |  |  | 0
[10 empty] | -0.68494 |  | 0.73494 |  |  |  | 0
[10 empty] | -0.69514 |  | 0.74514 |  |  |  | 0
[10 empty] | -0.71072 |  | 0.76072 |  |  |  | 0
[10 empty] | -0.70547 |  | 0.75547 |  |  |  | 0
[10 empty] | -0.67496 |  | 0.72496 |  |  |  | 0
[10 empty] | -0.64985 |  | 0.69985 |  |  |  | 0
[10 empty] | -0.63056 |  | 0.68056 |  |  |  | 0
[10 empty] | -0.6035 |  | 0.6535 |  |  |  | 0
[10 empty] | -0.64265 |  | 0.69265 |  |  |  | 0
[10 empty] | -0.67984 |  | 0.72984 |  |  |  | 0
[10 empty] | -0.67128 |  | 0.72128 |  |  |  | 0
[10 empty] | -0.65223 |  | 0.70223 |  |  |  | 0
[10 empty] | -0.70087 |  | 0.75087 |  |  |  | 0
[10 empty] | -0.71024 |  | 0.76024 |  |  |  | 0
[10 empty] | -0.75272 |  | 0.80272 |  |  |  | 0
[10 empty] | -0.77448 |  | 0.82448 |  |  |  | 0
[10 empty] | -0.77406 |  | 0.82406 |  |  |  | 0
[10 empty] | -0.8106 |  | 0.8606 |  |  |  | 0
[10 empty] | -0.82064 |  | 0.87064 |  |  |  | 0
[10 empty] | -0.78165 |  | 0.83165 |  |  |  | 0
[10 empty] | -0.80692 |  | 0.85692 |  |  |  | 0
[10 empty] | -0.84867 |  | 0.89867 |  |  |  | 0
[10 empty] | -0.86574 |  | 0.91574 |  |  |  | 0
[10 empty] | -0.86856 |  | 0.91856 |  |  |  | 0
[10 empty] | -0.91374 |  | 0.96374 |  |  |  | 0
[10 empty] | -0.88414 |  | 0.93414 |  |  |  | 0
[10 empty] | -0.87341 |  | 0.92341 |  |  |  | 0
[10 empty] | -0.82558 |  | 0.87558 |  |  |  | 0
[10 empty] | -0.80749 |  | 0.85749 |  |  |  | 0
[10 empty] | -0.85045 |  | 0.90045 |  |  |  | 0
[10 empty] | -0.8431 |  | 0.8931 |  |  |  | 0
[10 empty] | -0.85293 |  | 0.90293 |  |  |  | 0
[10 empty] | -0.8148 |  | 0.8648 |  |  |  | 0
[10 empty] | -0.78786 |  | 0.83786 |  |  |  | 0
[10 empty] | -0.76466 |  | 0.81466 |  |  |  | 0
[10 empty] | -0.80325 |  | 0.85325 |  |  |  | 0
[10 empty] | -0.78425 |  | 0.83425 |  |  |  | 0
[10 empty] | -0.76843 |  | 0.81843 |  |  |  | 0
[10 empty] | -0.77291 |  | 0.82291 |  |  |  | 0
[10 empty] | -0.74595 |  | 0.79595 |  |  |  | 0
[10 empty] | -0.76295 |  | 0.81295 |  |  |  | 0
[10 empty] | -0.74002 |  | 0.79002 |  |  |  | 0
[10 empty] | -0.76814 |  | 0.81814 |  |  |  | 0
[10 empty] | -0.81489 |  | 0.86489 |  |  |  | 0
[10 empty] | -0.85207 |  | 0.90207 |  |  |  | 0
[10 empty] | -0.87929 |  | 0.92929 |  |  |  | 0
[10 empty] | -0.84022 |  | 0.89022 |  |  |  | 0
[10 empty] | -0.79537 |  | 0.84537 |  |  |  | 0
[10 empty] | -0.74695 |  | 0.79695 |  |  |  | 0
[10 empty] | -0.77981 |  | 0.82981 |  |  |  | 0
[10 empty] | -0.7703 |  | 0.8203 |  |  |  | 0
[10 empty] | -0.8151 |  | 0.8651 |  |  |  | 0
[10 empty] | -0.83867 |  | 0.88867 |  |  |  | 0
[10 empty] | -0.86595 |  | 0.91595 |  |  |  | 0
[10 empty] | -0.8435 |  | 0.8935 |  |  |  | 0
[10 empty] | -0.83517 |  | 0.88517 |  |  |  | 0
[10 empty] | -0.804 |  | 0.854 |  |  |  | 0
[10 empty] | -0.85155 |  | 0.90155 |  |  |  | 0
[10 empty] | -0.80978 |  | 0.85978 |  |  |  | 0
[10 empty] | -0.84958 |  | 0.89958 |  |  |  | 0
[10 empty] | -0.82403 |  | 0.87403 |  |  |  | 0
[10 empty] | -0.80497 |  | 0.85497 |  |  |  | 0
[10 empty] | -0.78648 |  | 0.83648 |  |  |  | 0
[10 empty] | -0.82114 |  | 0.87114 |  |  |  | 0
[10 empty] | -0.80784 |  | 0.85784 |  |  |  | 0
[10 empty] | -0.84498 |  | 0.89498 |  |  |  | 0
[10 empty] | -0.88932 |  | 0.93932 |  |  |  | 0
[10 empty] | -0.87024 |  | 0.92024 |  |  |  | 0
[10 empty] | -0.87386 |  | 0.92386 |  |  |  | 0
[10 empty] | -0.89367 |  | 0.94367 |  |  |  | 0
[10 empty] | -0.88008 |  | 0.93008 |  |  |  | 0
[10 empty] | -0.92937 |  | 0.97937 |  |  |  | 0
[10 empty] | -0.9255 |  | 0.9755 |  |  |  | 0
[10 empty] | -0.87554 |  | 0.92554 |  |  |  | 0
[10 empty] | -0.88917 |  | 0.93917 |  |  |  | 0
[10 empty] | -0.93497 |  | 0.98497 |  |  |  | 0
[10 empty] | -0.95793 |  | 1.0079 |  |  |  | 0
[10 empty] | -0.98331 |  | 1.0333 |  |  |  | 0
[10 empty] | -0.96895 |  | 1.019 |  |  |  | 0
[10 empty] | -0.98089 |  | 1.0309 |  |  |  | 0
[10 empty] | -0.98162 |  | 1.0316 |  |  |  | 0
[10 empty] | -0.9999 |  | 1.0499 |  |  |  | 0
[10 empty] | -0.9999 |  | 1.0499 |  |  |  | 0
[10 empty] | -0.97281 |  | 1.0228 |  |  |  | 0
[10 empty] | -0.97737 |  | 1.0274 |  |  |  | 0
[10 empty] | -0.99699 |  | 1.047 |  |  |  | 0
[10 empty] | -0.9999 |  | 1.0499 |  |  |  | 0
[10 empty] | -0.9999 |  | 1.0499 |  |  |  | 0
[10 empty] | -0.9999 |  | 1.0499 |  |  |  | 0
[10 empty] | -0.96818 |  | 1.0182 |  |  |  | 0
[10 empty] | -0.96483 |  | 1.0148 |  |  |  | 0
[10 empty] | -0.94536 |  | 0.99536 |  |  |  | 0
[10 empty] | -0.93185 |  | 0.98185 |  |  |  | 0
[10 empty] | -0.94087 |  | 0.99087 |  |  |  | 0
[10 empty] | -0.93665 |  | 0.98665 |  |  |  | 0
[10 empty] | -0.89228 |  | 0.94228 |  |  |  | 0
[10 empty] | -0.85713 |  | 0.90713 |  |  |  | 0
[10 empty] | -0.8101 |  | 0.8601 |  |  |  | 0
[10 empty] | -0.85174 |  | 0.90174 |  |  |  | 0
[10 empty] | -0.85233 |  | 0.90233 |  |  |  | 0
[10 empty] | -0.9019 |  | 0.9519 |  |  |  | 0
[10 empty] | -0.93779 |  | 0.98779 |  |  |  | 0
[10 empty] | -0.96949 |  | 1.0195 |  |  |  | 0
[10 empty] | -0.98654 |  | 1.0365 |  |  |  | 0
[10 empty] | -0.96641 |  | 1.0164 |  |  |  | 0
[10 empty] | -0.97866 |  | 1.0287 |  |  |  | 0
[10 empty] | -0.94543 |  | 0.99543 |  |  |  | 0
[10 empty] | -0.91672 |  | 0.96672 |  |  |  | 0
[10 empty] | -0.91025 |  | 0.96025 |  |  |  | 0
[10 empty] | -0.90092 |  | 0.95092 |  |  |  | 0
[10 empty] | -0.91066 |  | 0.96066 |  |  |  | 0
[10 empty] | -0.93652 |  | 0.98652 |  |  |  | 0
[10 empty] | -0.93818 |  | 0.98818 |  |  |  | 0
[10 empty] | -0.97222 |  | 1.0222 |  |  |  | 0
[10 empty] | -0.95622 |  | 1.0062 |  |  |  | 0
[10 empty] | -0.99982 |  | 1.0498 |  |  |  | 0
[10 empty] | -0.98906 |  | 1.0391 |  |  |  | 0
[10 empty] | -0.94324 |  | 0.99324 |  |  |  | 0
[10 empty] | -0.93149 |  | 0.98149 |  |  |  | 0
[10 empty] | -0.96372 |  | 1.0137 |  |  |  | 0
[10 empty] | -0.99746 |  | 1.0475 |  |  |  | 0
[10 empty] | -0.9999 |  | 1.0499 |  |  |  | 0
[10 empty] | -0.97891 |  | 1.0289 |  |  |  | 0
[10 empty] | -0.98931 |  | 1.0393 |  |  |  | 0
[10 empty] | -0.9925 |  | 1.0425 |  |  |  | 0
[10 empty] | -0.9999 |  | 1.0499 |  |  |  | 0
[10 empty] | -0.96202 |  | 1.012 |  |  |  | 0
[10 empty] | -0.96515 |  | 1.0151 |  |  |  | 0
[10 empty] | -0.94431 |  | 0.99431 |  |  |  | 0
[10 empty] | -0.97615 |  | 1.0261 |  |  |  | 0
[10 empty] | -0.96565 |  | 1.0157 |  |  |  | 0
[10 empty] | -0.9999 |  | 1.0499 |  |  |  | 0
[10 empty] | -0.9999 |  | 1.0499 |  |  |  | 0
[10 empty] | -0.9999 |  | 1.0499 |  |  |  | 0
[10 empty] | -0.9999 |  | 1.0499 |  |  |  | 0
[10 empty] | -0.9679 |  | 1.0179 |  |  |  | 0
[10 empty] | -0.97512 |  | 1.0251 |  |  |  | 0
[10 empty] | -0.94376 |  | 0.99376 |  |  |  | 0
[10 empty] | -0.9771 |  | 1.0271 |  |  |  | 0
[10 empty] | -0.9999 |  | 1.0499 |  |  |  | 0
[10 empty] | -0.98208 |  | 1.0321 |  |  |  | 0
[10 empty] | -0.97037 |  | 1.0204 |  |  |  | 0
[10 empty] | -0.98162 |  | 1.0316 |  |  |  | 0
[10 empty] | -0.9999 |  | 1.0499 |  |  |  | 0
[10 empty] | -0.9999 |  | 1.0499 |  |  |  | 0
[10 empty] | -0.98683 |  | 1.0368 |  |  |  | 0
[10 empty] | -0.98927 |  | 1.0393 |  |  |  | 0
[10 empty] | -0.98471 |  | 1.0347 |  |  |  | 0
[10 empty] | -0.93777 |  | 0.98777 |  |  |  | 0
[10 empty] | -0.92924 |  | 0.97924 |  |  |  | 0
[10 empty] | -0.97538 |  | 1.0254 |  |  |  | 0
[10 empty] | -0.93638 |  | 0.98638 |  |  |  | 0
[10 empty] | -0.97474 |  | 1.0247 |  |  |  | 0
[10 empty] | -0.96188 |  | 1.0119 |  |  |  | 0
[10 empty] | -0.9999 |  | 1.0499 |  |  |  | 0
[10 empty] | -0.99623 |  | 1.0462 |  |  |  | 0
[10 empty] | -0.99103 |  | 1.041 |  |  |  | 0
[10 empty] | -0.97864 |  | 1.0286 |  |  |  | 0
[10 empty] | -0.94962 |  | 0.99962 |  |  |  | 0
[10 empty] | -0.96306 |  | 1.0131 |  |  |  | 0
[10 empty] | -0.98483 |  | 1.0348 |  |  |  | 0
[10 empty] | -0.97572 |  | 1.0257 |  |  |  | 0
[10 empty] | -0.9999 |  | 1.0499 |  |  |  | 0
[10 empty] | -0.99543 |  | 1.0454 |  |  |  | 0
[10 empty] | -0.9999 |  | 1.0499 |  |  |  | 0
[10 empty] | -0.95599 |  | 1.006 |  |  |  | 0
[10 empty] | -0.91904 |  | 0.96904 |  |  |  | 0
[10 empty] | -0.89624 |  | 0.94624 |  |  |  | 0
[10 empty] | -0.86048 |  | 0.91048 |  |  |  | 0
[10 empty] | -0.90521 |  | 0.95521 |  |  |  | 0
[10 empty] | -0.86924 |  | 0.91924 |  |  |  | 0
[10 empty] | -0.83572 |  | 0.88572 |  |  |  | 0
[10 empty] | -0.86762 |  | 0.91762 |  |  |  | 0
[10 empty] | -0.83624 |  | 0.88624 |  |  |  | 0
[10 empty] | -0.85411 |  | 0.90411 |  |  |  | 0
[10 empty] | -0.87968 |  | 0.92968 |  |  |  | 0
[10 empty] | -0.92639 |  | 0.97639 |  |  |  | 0
[10 empty] | -0.90398 |  | 0.95398 |  |  |  | 0
[10 empty] | -0.90249 |  | 0.95249 |  |  |  | 0
[10 empty] | -0.90354 |  | 0.95354 |  |  |  | 0
[10 empty] | -0.89972 |  | 0.94972 |  |  |  | 0
[10 empty] | -0.93386 |  | 0.98386 |  |  |  | 0
[10 empty] | -0.96224 |  | 1.0122 |  |  |  | 0
[10 empty] | -0.9999 |  | 1.0499 |  |  |  | 0
[10 empty] | -0.9999 |  | 1.0499 |  |  |  | 0
[10 empty] | -0.9999 |  | 1.0499 |  |  |  | 0
[10 empty] | -0.98925 |  | 1.0393 |  |  |  | 0
[10 empty] | -0.94086 |  | 0.99086 |  |  |  | 0
[10 empty] | -0.91858 |  | 0.96858 |  |  |  | 0
[10 empty] | -0.8988 |  | 0.9488 |  |  |  | 0
[10 empty] | -0.92897 |  | 0.97897 |  |  |  | 0
[10 empty] | -0.97546 |  | 1.0255 |  |  |  | 0
[10 empty] | -0.93344 |  | 0.98344 |  |  |  | 0
[10 empty] | -0.95627 |  | 1.0063 |  |  |  | 0
[10 empty] | -0.9662 |  | 1.0162 |  |  |  | 0
[10 empty] | -0.97293 |  | 1.0229 |  |  |  | 0
[10 empty] | -0.98678 |  | 1.0368 |  |  |  | 0
[10 empty] | -0.9999 |  | 1.0499 |  |  |  | 0
[10 empty] | -0.98565 |  | 1.0356 |  |  |  | 0
[10 empty] | -0.9999 |  | 1.0499 |  |  |  | 0
[10 empty] | -0.98408 |  | 1.0341 |  |  |  | 0
[10 empty] | -0.95284 |  | 1.0028 |  |  |  | 0
[10 empty] | -0.97445 |  | 1.0244 |  |  |  | 0
[10 empty] | -0.92664 |  | 0.97664 |  |  |  | 0
[10 empty] | -0.90621 |  | 0.95621 |  |  |  | 0
[10 empty] | -0.87625 |  | 0.92625 |  |  |  | 0
[10 empty] | -0.84532 |  | 0.89532 |  |  |  | 0
[10 empty] | -0.83209 |  | 0.88209 |  |  |  | 0
[10 empty] | -0.7963 |  | 0.8463 |  |  |  | 0
[10 empty] | -0.83188 |  | 0.88188 |  |  |  | 0
[10 empty] | -0.84216 |  | 0.89216 |  |  |  | 0
[10 empty] | -0.84176 |  | 0.89176 |  |  |  | 0
[10 empty] | -0.87594 |  | 0.92594 |  |  |  | 0
[10 empty] | -0.84381 |  | 0.89381 |  |  |  | 0
[10 empty] | -0.84064 |  | 0.89064 |  |  |  | 0
[10 empty] | -0.79479 |  | 0.84479 |  |  |  | 0
[10 empty] | -0.76488 |  | 0.81488 |  |  |  | 0
[10 empty] | -0.78164 |  | 0.83164 |  |  |  | 0
[10 empty] | -0.82302 |  | 0.87302 |  |  |  | 0
[10 empty] | -0.80846 |  | 0.85846 |  |  |  | 0
[10 empty] | -0.75853 |  | 0.80853 |  |  |  | 0
[10 empty] | -0.72829 |  | 0.77829 |  |  |  | 0
[10 empty] | -0.75075 |  | 0.80075 |  |  |  | 0
[10 empty] | -0.78222 |  | 0.83222 |  |  |  | 0
[10 empty] | -0.81262 |  | 0.86262 |  |  |  | 0
[10 empty] | -0.83021 |  | 0.88021 |  |  |  | 0
[10 empty] | -0.81641 |  | 0.86641 |  |  |  | 0
[10 empty] | -0.83523 |  | 0.88523 |  |  |  | 0
[10 empty] | -0.87607 |  | 0.92607 |  |  |  | 0
[10 empty] | -0.87489 |  | 0.92489 |  |  |  | 0
[10 empty] | -0.85073 |  | 0.90073 |  |  |  | 0
[10 empty] | -0.8713 |  | 0.9213 |  |  |  | 0
[10 empty] | -0.893 |  | 0.943 |  |  |  | 0
[10 empty] | -0.90331 |  | 0.95331 |  |  |  | 0
[10 empty] | -0.94504 |  | 0.99504 |  |  |  | 0
[10 empty] | -0.94817 |  | 0.99817 |  |  |  | 0
[10 empty] | -0.95099 |  | 1.001 |  |  |  | 0
[10 empty] | -0.92347 |  | 0.97347 |  |  |  | 0
[10 empty] | -0.94913 |  | 0.99913 |  |  |  | 0
[10 empty] | -0.98091 |  | 1.0309 |  |  |  | 0
[10 empty] | -0.9999 |  | 1.0499 |  |  |  | 0
[10 empty] | -0.97486 |  | 1.0249 |  |  |  | 0
[10 empty] | -0.97681 |  | 1.0268 |  |  |  | 0
[10 empty] | -0.93501 |  | 0.98501 |  |  |  | 0
[10 empty] | -0.98372 |  | 1.0337 |  |  |  | 0
[10 empty] | -0.9999 |  | 1.0499 |  |  |  | 0
[10 empty] | -0.96413 |  | 1.0141 |  |  |  | 0
[10 empty] | -0.9999 |  | 1.0499 |  |  |  | 0
[10 empty] | -0.98805 |  | 1.038 |  |  |  | 0
[10 empty] | -0.96401 |  | 1.014 |  |  |  | 0
[10 empty] | -0.95079 |  | 1.0008 |  |  |  | 0
[10 empty] | -0.92073 |  | 0.97073 |  |  |  | 0
[10 empty] | -0.91465 |  | 0.96465 |  |  |  | 0
[10 empty] | -0.86997 |  | 0.91997 |  |  |  | 0
[10 empty] | -0.88184 |  | 0.93184 |  |  |  | 0
[10 empty] | -0.92703 |  | 0.97703 |  |  |  | 0
[10 empty] | -0.96187 |  | 1.0119 |  |  |  | 0
[10 empty] | -0.93671 |  | 0.98671 |  |  |  | 0
[10 empty] | -0.9523 |  | 1.0023 |  |  |  | 0
[10 empty] | -0.97569 |  | 1.0257 |  |  |  | 0
[10 empty] | -0.93742 |  | 0.98742 |  |  |  | 0
[10 empty] | -0.93388 |  | 0.98388 |  |  |  | 0
[10 empty] | -0.89877 |  | 0.94877 |  |  |  | 0
[10 empty] | -0.86125 |  | 0.91125 |  |  |  | 0
[10 empty] | -0.84176 |  | 0.89176 |  |  |  | 0
[10 empty] | -0.8777 |  | 0.9277 |  |  |  | 0
[10 empty] | -0.90356 |  | 0.95356 |  |  |  | 0
[10 empty] | -0.92874 |  | 0.97874 |  |  |  | 0
[10 empty] | -0.97745 |  | 1.0274 |  |  |  | 0
[10 empty] | -0.9999 |  | 1.0499 |  |  |  | 0
[10 empty] | -0.9999 |  | 1.0499 |  |  |  | 0
[10 empty] | -0.9999 |  | 1.0499 |  |  |  | 0
[10 empty] | -0.9999 |  | 1.0499 |  |  |  | 0
[10 empty] | -0.96761 |  | 1.0176 |  |  |  | 0
[10 empty] | -0.93064 |  | 0.98064 |  |  |  | 0
[10 empty] | -0.92895 |  | 0.97895 |  |  |  | 0
[10 empty] | -0.88665 |  | 0.93665 |  |  |  | 0
[10 empty] | -0.84406 |  | 0.89406 |  |  |  | 0
[10 empty] | -0.8564 |  | 0.9064 |  |  |  | 0
[10 empty] | -0.81011 |  | 0.86011 |  |  |  | 0
[10 empty] | -0.84959 |  | 0.89959 |  |  |  | 0
[10 empty] | -0.85225 |  | 0.90225 |  |  |  | 0
[10 empty] | -0.8383 |  | 0.8883 |  |  |  | 0
[10 empty] | -0.79317 |  | 0.84317 |  |  |  | 0
[10 empty] | -0.80346 |  | 0.85346 |  |  |  | 0
[10 empty] | -0.79482 |  | 0.84482 |  |  |  | 0
[10 empty] | -0.81426 |  | 0.86426 |  |  |  | 0
[10 empty] | -0.83564 |  | 0.88564 |  |  |  | 0
[10 empty] | -0.83037 |  | 0.88037 |  |  |  | 0
[10 empty] | -0.79356 |  | 0.84356 |  |  |  | 0
[10 empty] | -0.80656 |  | 0.85656 |  |  |  | 0
[10 empty] | -0.7745 |  | 0.8245 |  |  |  | 0
[10 empty] | -0.79397 |  | 0.84397 |  |  |  | 0
[10 empty] | -0.78364 |  | 0.83364 |  |  |  | 0
[10 empty] | -0.7544 |  | 0.8044 |  |  |  | 0
[10 empty] | -0.75022 |  | 0.80022 |  |  |  | 0
[10 empty] | -0.72906 |  | 0.77906 |  |  |  | 0
[10 empty] | -0.77067 |  | 0.82067 |  |  |  | 0
[10 empty] | -0.80473 |  | 0.85473 |  |  |  | 0
[10 empty] | -0.77832 |  | 0.82832 |  |  |  | 0
[10 empty] | -0.77864 |  | 0.82864 |  |  |  | 0
[10 empty] | -0.79792 |  | 0.84792 |  |  |  | 0
[10 empty] | -0.81572 |  | 0.86572 |  |  |  | 0
[10 empty] | -0.77916 |  | 0.82916 |  |  |  | 0
[10 empty] | -0.73728 |  | 0.78728 |  |  |  | 0
[10 empty] | -0.69119 |  | 0.74119 |  |  |  | 0
[10 empty] | -0.71016 |  | 0.76016 |  |  |  | 0
[10 empty] | -0.66325 |  | 0.71325 |  |  |  | 0
[10 empty] | -0.70442 |  | 0.75442 |  |  |  | 0
[10 empty] | -0.73945 |  | 0.78945 |  |  |  | 0
[10 empty] | -0.71628 |  | 0.76628 |  |  |  | 0
[10 empty] | -0.70823 |  | 0.75823 |  |  |  | 0
[10 empty] | -0.74224 |  | 0.79224 |  |  |  | 0
[10 empty] | -0.77001 |  | 0.82001 |  |  |  | 0
[10 empty] | -0.78917 |  | 0.83917 |  |  |  | 0
[10 empty] | -0.76954 |  | 0.81954 |  |  |  | 0
[10 empty] | -0.78883 |  | 0.83883 |  |  |  | 0
[10 empty] | -0.74236 |  | 0.79236 |  |  |  | 0
[10 empty] | -0.70626 |  | 0.75626 |  |  |  | 0
[10 empty] | -0.74536 |  | 0.79536 |  |  |  | 0
[10 empty] | -0.76435 |  | 0.81435 |  |  |  | 0
[10 empty] | -0.76378 |  | 0.81378 |  |  |  | 0
[10 empty] | -0.79344 |  | 0.84344 |  |  |  | 0
[10 empty] | -0.75476 |  | 0.80476 |  |  |  | 0
[10 empty] | -0.71137 |  | 0.76137 |  |  |  | 0
[10 empty] | -0.75847 |  | 0.80847 |  |  |  | 0
[10 empty] | -0.77508 |  | 0.82508 |  |  |  | 0
[10 empty] | -0.73252 |  | 0.78252 |  |  |  | 0
[10 empty] | -0.68838 |  | 0.73838 |  |  |  | 0
[10 empty] | -0.71745 |  | 0.76745 |  |  |  | 0
[10 empty] | -0.68388 |  | 0.73388 |  |  |  | 0
[10 empty] | -0.70574 |  | 0.75574 |  |  |  | 0
[10 empty] | -0.71053 |  | 0.76053 |  |  |  | 0
[10 empty] | -0.75407 |  | 0.80407 |  |  |  | 0
[10 empty] | -0.71031 |  | 0.76031 |  |  |  | 0
[10 empty] | -0.70724 |  | 0.75724 |  |  |  | 0
[10 empty] | -0.67984 |  | 0.72984 |  |  |  | 0
[10 empty] | -0.66937 |  | 0.71937 |  |  |  | 0
[10 empty] | -0.71344 |  | 0.76344 |  |  |  | 0
[10 empty] | -0.66681 |  | 0.71681 |  |  |  | 0
[10 empty] | -0.67391 |  | 0.72391 |  |  |  | 0
[10 empty] | -0.66718 |  | 0.71718 |  |  |  | 0
[10 empty] | -0.66121 |  | 0.71121 |  |  |  | 0
[10 empty] | -0.69394 |  | 0.74394 |  |  |  | 0
[10 empty] | -0.72692 |  | 0.77692 |  |  |  | 0
[10 empty] | -0.74132 |  | 0.79132 |  |  |  | 0
[10 empty] | -0.75075 |  | 0.80075 |  |  |  | 0
[10 empty] | -0.78885 |  | 0.83885 |  |  |  | 0
[10 empty] | -0.79124 |  | 0.84124 |  |  |  | 0
[10 empty] | -0.8046 |  | 0.8546 |  |  |  | 0
[10 empty] | -0.8044 |  | 0.8544 |  |  |  | 0
[10 empty] | -0.77768 |  | 0.82768 |  |  |  | 0
[10 empty] | -0.77015 |  | 0.82015 |  |  |  | 0
[10 empty] | -0.72754 |  | 0.77754 |  |  |  | 0
[10 empty] | -0.76436 |  | 0.81436 |  |  |  | 0
[10 empty] | -0.76911 |  | 0.81911 |  |  |  | 0
[10 empty] | -0.7223 |  | 0.7723 |  |  |  | 0
[10 empty] | -0.7124 |  | 0.7624 |  |  |  | 0
[10 empty] | -0.75232 |  | 0.80232 |  |  |  | 0
[10 empty] | -0.79248 |  | 0.84248 |  |  |  | 0
[10 empty] | -0.77934 |  | 0.82934 |  |  |  | 0
[10 empty] | -0.74616 |  | 0.79616 |  |  |  | 0
[10 empty] | -0.69923 |  | 0.74923 |  |  |  | 0
[10 empty] | -0.68744 |  | 0.73744 |  |  |  | 0
[10 empty] | -0.70742 |  | 0.75742 |  |  |  | 0
[10 empty] | -0.74229 |  | 0.79229 |  |  |  | 0
[10 empty] | -0.69899 |  | 0.74899 |  |  |  | 0
[10 empty] | -0.74742 |  | 0.79742 |  |  |  | 0
[10 empty] | -0.74521 |  | 0.79521 |  |  |  | 0
[10 empty] | -0.76317 |  | 0.81317 |  |  |  | 0
[10 empty] | -0.72295 |  | 0.77295 |  |  |  | 0
[10 empty] | -0.67361 |  | 0.72361 |  |  |  | 0
[10 empty] | -0.66467 |  | 0.71467 |  |  |  | 0
[10 empty] | -0.6986 |  | 0.7486 |  |  |  | 0
[10 empty] | -0.67674 |  | 0.72674 |  |  |  | 0
[10 empty] | -0.70219 |  | 0.75219 |  |  |  | 0
[10 empty] | -0.67708 |  | 0.72708 |  |  |  | 0
[10 empty] | -0.69782 |  | 0.74782 |  |  |  | 0
[10 empty] | -0.68451 |  | 0.73451 |  |  |  | 0
[10 empty] | -0.69269 |  | 0.74269 |  |  |  | 0
[10 empty] | -0.65822 |  | 0.70822 |  |  |  | 0
[10 empty] | -0.65102 |  | 0.70102 |  |  |  | 0
[10 empty] | -0.67487 |  | 0.72487 |  |  |  | 0
[10 empty] | -0.67676 |  | 0.72676 |  |  |  | 0
[10 empty] | -0.70166 |  | 0.75166 |  |  |  | 0
[10 empty] | -0.72134 |  | 0.77134 |  |  |  | 0
[10 empty] | -0.71654 |  | 0.76654 |  |  |  | 0
[10 empty] | -0.70527 |  | 0.75527 |  |  |  | 0
[10 empty] | -0.66866 |  | 0.71866 |  |  |  | 0
[10 empty] | -0.64253 |  | 0.69253 |  |  |  | 0
[10 empty] | -0.66393 |  | 0.71393 |  |  |  | 0
[10 empty] | -0.68661 |  | 0.73661 |  |  |  | 0
[10 empty] | -0.68811 |  | 0.73811 |  |  |  | 0
[10 empty] | -0.71087 |  | 0.76087 |  |  |  | 0
[10 empty] | -0.68696 |  | 0.73696 |  |  |  | 0
[10 empty] | -0.65024 |  | 0.70024 |  |  |  | 0
[10 empty] | -0.63184 |  | 0.68184 |  |  |  | 0
[10 empty] | -0.58353 |  | 0.63353 |  |  |  | 0
[10 empty] | -0.53458 |  | 0.58458 |  |  |  | 0
[10 empty] | -0.52289 |  | 0.57289 |  |  |  | 0
[10 empty] | -0.47481 |  | 0.52481 |  |  |  | 0
[10 empty] | -0.48435 |  | 0.53435 |  |  |  | 0
[10 empty] | -0.48152 |  | 0.53152 |  |  |  | 0
[10 empty] | -0.48471 |  | 0.53471 |  |  |  | 0
[10 empty] | -0.44493 |  | 0.49493 |  |  |  | 0
[10 empty] | -0.39589 |  | 0.44589 |  |  |  | 0
[10 empty] | -0.40178 |  | 0.45178 |  |  |  | 0
[10 empty] | -0.43175 |  | 0.48175 |  |  |  | 0
[10 empty] | -0.41296 |  | 0.46296 |  |  |  | 0
[10 empty] | -0.442 |  | 0.492 |  |  |  | 0
[10 empty] | -0.48222 |  | 0.53222 |  |  |  | 0
[10 empty] | -0.49017 |  | 0.54017 |  |  |  | 0
[10 empty] | -0.5286 |  | 0.5786 |  |  |  | 0
[10 empty] | -0.54172 |  | 0.59172 |  |  |  | 0
[10 empty] | -0.55009 |  | 0.60009 |  |  |  | 0
[10 empty] | -0.57912 |  | 0.62912 |  |  |  | 0
[10 empty] | -0.59595 |  | 0.64595 |  |  |  | 0
[10 empty] | -0.5711 |  | 0.6211 |  |  |  | 0
[10 empty] | -0.60635 |  | 0.65635 |  |  |  | 0
[10 empty] | -0.62241 |  | 0.67241 |  |  |  | 0
[10 empty] | -0.66557 |  | 0.71557 |  |  |  | 0
[10 empty] | -0.62724 |  | 0.67724 |  |  |  | 0
[10 empty] | -0.61444 |  | 0.66444 |  |  |  | 0
[10 empty] | -0.58537 |  | 0.63537 |  |  |  | 0
[10 empty] | -0.56907 |  | 0.61907 |  |  |  | 0
[10 empty] | -0.58629 |  | 0.63629 |  |  |  | 0
[10 empty] | -0.59441 |  | 0.64441 |  |  |  | 0
[10 empty] | -0.60057 |  | 0.65057 |  |  |  | 0
[10 empty] | -0.58606 |  | 0.63606 |  |  |  | 0
[10 empty] | -0.54083 |  | 0.59083 |  |  |  | 0
[10 empty] | -0.56023 |  | 0.61023 |  |  |  | 0
[10 empty] | -0.54282 |  | 0.59282 |  |  |  | 0
[10 empty] | -0.56927 |  | 0.61927 |  |  |  | 0
[10 empty] | -0.61308 |  | 0.66308 |  |  |  | 0
[10 empty] | -0.56332 |  | 0.61332 |  |  |  | 0
[10 empty] | -0.5298 |  | 0.5798 |  |  |  | 0
[10 empty] | -0.49629 |  | 0.54629 |  |  |  | 0
[10 empty] | -0.46949 |  | 0.51949 |  |  |  | 0
[10 empty] | -0.48364 |  | 0.53364 |  |  |  | 0
[10 empty] | -0.52073 |  | 0.57073 |  |  |  | 0
[10 empty] | -0.55249 |  | 0.60249 |  |  |  | 0
[10 empty] | -0.51812 |  | 0.56812 |  |  |  | 0
[10 empty] | -0.49823 |  | 0.54823 |  |  |  | 0
[10 empty] | -0.52878 |  | 0.57878 |  |  |  | 0
[10 empty] | -0.57095 |  | 0.62095 |  |  |  | 0
[10 empty] | -0.59146 |  | 0.64146 |  |  |  | 0
[10 empty] | -0.60008 |  | 0.65008 |  |  |  | 0
[10 empty] | -0.64111 |  | 0.69111 |  |  |  | 0
[10 empty] | -0.66119 |  | 0.71119 |  |  |  | 0
[10 empty] | -0.62604 |  | 0.67604 |  |  |  | 0
[10 empty] | -0.64582 |  | 0.69582 |  |  |  | 0
[10 empty] | -0.62204 |  | 0.67204 |  |  |  | 0
[10 empty] | -0.62079 |  | 0.67079 |  |  |  | 0
[10 empty] | -0.60465 |  | 0.65465 |  |  |  | 0
[10 empty] | -0.55692 |  | 0.60692 |  |  |  | 0
[10 empty] | -0.5614 |  | 0.6114 |  |  |  | 0
[10 empty] | -0.58627 |  | 0.63627 |  |  |  | 0
[10 empty] | -0.54057 |  | 0.59057 |  |  |  | 0
[10 empty] | -0.58405 |  | 0.63405 |  |  |  | 0
[10 empty] | -0.53991 |  | 0.58991 |  |  |  | 0
[10 empty] | -0.58104 |  | 0.63104 |  |  |  | 0
[10 empty] | -0.5873 |  | 0.6373 |  |  |  | 0
[10 empty] | -0.56456 |  | 0.61456 |  |  |  | 0
[10 empty] | -0.57353 |  | 0.62353 |  |  |  | 0
[10 empty] | -0.52897 |  | 0.57897 |  |  |  | 0
[10 empty] | -0.49687 |  | 0.54687 |  |  |  | 0
[10 empty] | -0.53649 |  | 0.58649 |  |  |  | 0
[10 empty] | -0.51683 |  | 0.56683 |  |  |  | 0
[10 empty] | -0.52177 |  | 0.57177 |  |  |  | 0
[10 empty] | -0.51428 |  | 0.56428 |  |  |  | 0
[10 empty] | -0.48442 |  | 0.53442 |  |  |  | 0
[10 empty] | -0.51572 |  | 0.56572 |  |  |  | 0
[10 empty] | -0.48524 |  | 0.53524 |  |  |  | 0
[10 empty] | -0.52149 |  | 0.57149 |  |  |  | 0
[10 empty] | -0.51369 |  | 0.56369 |  |  |  | 0
[10 empty] | -0.55361 |  | 0.60361 |  |  |  | 0
[10 empty] | -0.51929 |  | 0.56929 |  |  |  | 0
[10 empty] | -0.55173 |  | 0.60173 |  |  |  | 0
[10 empty] | -0.57735 |  | 0.62735 |  |  |  | 0
[10 empty] | -0.62016 |  | 0.67016 |  |  |  | 0
[10 empty] | -0.57363 |  | 0.62363 |  |  |  | 0
[10 empty] | -0.61836 |  | 0.66836 |  |  |  | 0
[10 empty] | -0.64024 |  | 0.69024 |  |  |  | 0
[10 empty] | -0.6821 |  | 0.7321 |  |  |  | 0
[10 empty] | -0.68242 |  | 0.73242 |  |  |  | 0
[10 empty] | -0.68524 |  | 0.73524 |  |  |  | 0
[10 empty] | -0.71446 |  | 0.76446 |  |  |  | 0
[10 empty] | -0.74089 |  | 0.79089 |  |  |  | 0
[10 empty] | -0.76886 |  | 0.81886 |  |  |  | 0
[10 empty] | -0.73068 |  | 0.78068 |  |  |  | 0
[10 empty] | -0.76557 |  | 0.81557 |  |  |  | 0
[10 empty] | -0.74843 |  | 0.79843 |  |  |  | 0
[10 empty] | -0.71819 |  | 0.76819 |  |  |  | 0
[10 empty] | -0.67311 |  | 0.72311 |  |  |  | 0
[10 empty] | -0.68442 |  | 0.73442 |  |  |  | 0
[10 empty] | -0.63552 |  | 0.68552 |  |  |  | 0
[10 empty] | -0.68293 |  | 0.73293 |  |  |  | 0
[10 empty] | -0.68252 |  | 0.73252 |  |  |  | 0
[10 empty] | -0.69022 |  | 0.74022 |  |  |  | 0
[10 empty] | -0.67277 |  | 0.72277 |  |  |  | 0
[10 empty] | -0.69443 |  | 0.74443 |  |  |  | 0
[10 empty] | -0.66429 |  | 0.71429 |  |  |  | 0
[10 empty] | -0.6948 |  | 0.7448 |  |  |  | 0
[10 empty] | -0.73177 |  | 0.78177 |  |  |  | 0
[10 empty] | -0.75429 |  | 0.80429 |  |  |  | 0
[10 empty] | -0.75696 |  | 0.80696 |  |  |  | 0
[10 empty] | -0.71795 |  | 0.76795 |  |  |  | 0
[10 empty] | -0.69821 |  | 0.74821 |  |  |  | 0
[10 empty] | -0.71191 |  | 0.76191 |  |  |  | 0
[10 empty] | -0.72854 |  | 0.77854 |  |  |  | 0
[10 empty] | -0.76737 |  | 0.81737 |  |  |  | 0
[10 empty] | -0.7831 |  | 0.8331 |  |  |  | 0
[10 empty] | -0.76292 |  | 0.81292 |  |  |  | 0
[10 empty] | -0.7283 |  | 0.7783 |  |  |  | 0
[10 empty] | -0.76533 |  | 0.81533 |  |  |  | 0
[10 empty] | -0.81232 |  | 0.86232 |  |  |  | 0
[10 empty] | -0.80324 |  | 0.85324 |  |  |  | 0
[10 empty] | -0.82297 |  | 0.87297 |  |  |  | 0
[10 empty] | -0.81648 |  | 0.86648 |  |  |  | 0
[10 empty] | -0.76733 |  | 0.81733 |  |  |  | 0
[10 empty] | -0.71956 |  | 0.76956 |  |  |  | 0
[10 empty] | -0.76225 |  | 0.81225 |  |  |  | 0
[10 empty] | -0.80547 |  | 0.85547 |  |  |  | 0
[10 empty] | -0.76406 |  | 0.81406 |  |  |  | 0
[10 empty] | -0.80583 |  | 0.85583 |  |  |  | 0
[10 empty] | -0.8108 |  | 0.8608 |  |  |  | 0
[10 empty] | -0.77347 |  | 0.82347 |  |  |  | 0
[10 empty] | -0.82034 |  | 0.87034 |  |  |  | 0
[10 empty] | -0.8502 |  | 0.9002 |  |  |  | 0
[10 empty] | -0.81913 |  | 0.86913 |  |  |  | 0
[10 empty] | -0.81968 |  | 0.86968 |  |  |  | 0
[10 empty] | -0.7728 |  | 0.8228 |  |  |  | 0
[10 empty] | -0.82246 |  | 0.87246 |  |  |  | 0
[10 empty] | -0.80918 |  | 0.85918 |  |  |  | 0
[10 empty] | -0.77166 |  | 0.82166 |  |  |  | 0
[10 empty] | -0.72457 |  | 0.77457 |  |  |  | 0
[10 empty] | -0.73612 |  | 0.78612 |  |  |  | 0
[10 empty] | -0.71037 |  | 0.76037 |  |  |  | 0
[10 empty] | -0.67144 |  | 0.72144 |  |  |  | 0
[10 empty] | -0.70371 |  | 0.75371 |  |  |  | 0
[10 empty] | -0.72343 |  | 0.77343 |  |  |  | 0
[10 empty] | -0.76329 |  | 0.81329 |  |  |  | 0
[10 empty] | -0.78062 |  | 0.83062 |  |  |  | 0
[10 empty] | -0.75863 |  | 0.80863 |  |  |  | 0
[10 empty] | -0.80398 |  | 0.85398 |  |  |  | 0
[10 empty] | -0.83607 |  | 0.88607 |  |  |  | 0
[10 empty] | -0.84741 |  | 0.89741 |  |  |  | 0
[10 empty] | -0.86871 |  | 0.91871 |  |  |  | 0
[10 empty] | -0.82556 |  | 0.87556 |  |  |  | 0
[10 empty] | -0.85655 |  | 0.90655 |  |  |  | 0
[10 empty] | -0.85008 |  | 0.90008 |  |  |  | 0
[10 empty] | -0.85212 |  | 0.90212 |  |  |  | 0
[10 empty] | -0.86414 |  | 0.91414 |  |  |  | 0
[10 empty] | -0.88129 |  | 0.93129 |  |  |  | 0
[10 empty] | -0.90235 |  | 0.95235 |  |  |  | 0
[10 empty] | -0.89241 |  | 0.94241 |  |  |  | 0
[10 empty] | -0.88105 |  | 0.93105 |  |  |  | 0
[10 empty] | -0.83905 |  | 0.88905 |  |  |  | 0
[10 empty] | -0.80288 |  | 0.85288 |  |  |  | 0
[10 empty] | -0.7718 |  | 0.8218 |  |  |  | 0
[10 empty] | -0.78966 |  | 0.83966 |  |  |  | 0
[10 empty] | -0.76838 |  | 0.81838 |  |  |  | 0
[10 empty] | -0.78412 |  | 0.83412 |  |  |  | 0
[10 empty] | -0.76948 |  | 0.81948 |  |  |  | 0
[10 empty] | -0.81529 |  | 0.86529 |  |  |  | 0
[10 empty] | -0.85659 |  | 0.90659 |  |  |  | 0
[10 empty] | -0.87857 |  | 0.92857 |  |  |  | 0
[10 empty] | -0.89936 |  | 0.94936 |  |  |  | 0
[10 empty] | -0.94562 |  | 0.99562 |  |  |  | 0
[10 empty] | -0.99555 |  | 1.0456 |  |  |  | 0
[10 empty] | -0.9999 |  | 1.0499 |  |  |  | 0
[10 empty] | -0.9999 |  | 1.0499 |  |  |  | 0
[10 empty] | -0.9999 |  | 1.0499 |  |  |  | 0
[10 empty] | -0.9999 |  | 1.0499 |  |  |  | 0
[10 empty] | -0.9999 |  | 1.0499 |  |  |  | 0
[10 empty] | -0.9999 |  | 1.0499 |  |  |  | 0
[10 empty] | -0.9999 |  | 1.0499 |  |  |  | 0
[10 empty] | -0.98911 |  | 1.0391 |  |  |  | 0
[10 empty] | -0.99486 |  | 1.0449 |  |  |  | 0
[10 empty] | -0.9999 |  | 1.0499 |  |  |  | 0
[10 empty] | -0.95317 |  | 1.0032 |  |  |  | 0
[10 empty] | -0.95043 |  | 1.0004 |  |  |  | 0
[10 empty] | -0.90475 |  | 0.95475 |  |  |  | 0
[10 empty] | -0.86856 |  | 0.91856 |  |  |  | 0
[10 empty] | -0.85916 |  | 0.90916 |  |  |  | 0
[10 empty] | -0.86821 |  | 0.91821 |  |  |  | 0
[10 empty] | -0.857 |  | 0.907 |  |  |  | 0
[10 empty] | -0.85017 |  | 0.90017 |  |  |  | 0
[10 empty] | -0.87687 |  | 0.92687 |  |  |  | 0
[10 empty] | -0.92444 |  | 0.97444 |  |  |  | 0
[10 empty] | -0.94185 |  | 0.99185 |  |  |  | 0
[10 empty] | -0.90812 |  | 0.95812 |  |  |  | 0
[10 empty] | -0.86774 |  | 0.91774 |  |  |  | 0
[10 empty] | -0.87943 |  | 0.92943 |  |  |  | 0
[10 empty] | -0.83436 |  | 0.88436 |  |  |  | 0
[10 empty] | -0.79848 |  | 0.84848 |  |  |  | 0
[10 empty] | -0.75072 |  | 0.80072 |  |  |  | 0
[10 empty] | -0.73243 |  | 0.78243 |  |  |  | 0
[10 empty] | -0.74966 |  | 0.79966 |  |  |  | 0
[10 empty] | -0.72128 |  | 0.77128 |  |  |  | 0
[10 empty] | -0.69649 |  | 0.74649 |  |  |  | 0
[10 empty] | -0.66458 |  | 0.71458 |  |  |  | 0
[10 empty] | -0.686 |  | 0.736 |  |  |  | 0
[10 empty] | -0.71748 |  | 0.76748 |  |  |  | 0
[10 empty] | -0.72652 |  | 0.77652 |  |  |  | 0
[10 empty] | -0.6823 |  | 0.7323 |  |  |  | 0
[10 empty] | -0.66468 |  | 0.71468 |  |  |  | 0
[10 empty] | -0.70552 |  | 0.75552 |  |  |  | 0
[10 empty] | -0.66664 |  | 0.71664 |  |  |  | 0
[10 empty] | -0.68267 |  | 0.73267 |  |  |  | 0
[10 empty] | -0.70545 |  | 0.75545 |  |  |  | 0
[10 empty] | -0.73297 |  | 0.78297 |  |  |  | 0
[10 empty] | -0.7069 |  | 0.7569 |  |  |  | 0
[10 empty] | -0.67463 |  | 0.72463 |  |  |  | 0
[10 empty] | -0.72365 |  | 0.77365 |  |  |  | 0
[10 empty] | -0.74871 |  | 0.79871 |  |  |  | 0
[10 empty] | -0.7985 |  | 0.8485 |  |  |  | 0
[10 empty] | -0.80717 |  | 0.85717 |  |  |  | 0
[10 empty] | -0.79689 |  | 0.84689 |  |  |  | 0
[10 empty] | -0.81181 |  | 0.86181 |  |  |  | 0
[10 empty] | -0.80418 |  | 0.85418 |  |  |  | 0
[10 empty] | -0.84051 |  | 0.89051 |  |  |  | 0
[10 empty] | -0.84436 |  | 0.89436 |  |  |  | 0
[10 empty] | -0.8149 |  | 0.8649 |  |  |  | 0
[10 empty] | -0.82884 |  | 0.87884 |  |  |  | 0
[10 empty] | -0.7969 |  | 0.8469 |  |  |  | 0
[10 empty] | -0.81108 |  | 0.86108 |  |  |  | 0
[10 empty] | -0.78371 |  | 0.83371 |  |  |  | 0
[10 empty] | -0.76955 |  | 0.81955 |  |  |  | 0
[10 empty] | -0.78919 |  | 0.83919 |  |  |  | 0
[10 empty] | -0.7538 |  | 0.8038 |  |  |  | 0
[10 empty] | -0.72129 |  | 0.77129 |  |  |  | 0
[10 empty] | -0.74167 |  | 0.79167 |  |  |  | 0
[10 empty] | -0.71968 |  | 0.76968 |  |  |  | 0
[10 empty] | -0.68759 |  | 0.73759 |  |  |  | 0
[10 empty] | -0.69128 |  | 0.74128 |  |  |  | 0
[10 empty] | -0.67361 |  | 0.72361 |  |  |  | 0
[10 empty] | -0.64809 |  | 0.69809 |  |  |  | 0
[10 empty] | -0.65039 |  | 0.70039 |  |  |  | 0
[10 empty] | -0.68968 |  | 0.73968 |  |  |  | 0
[10 empty] | -0.73019 |  | 0.78019 |  |  |  | 0
[10 empty] | -0.72408 |  | 0.77408 |  |  |  | 0
[10 empty] | -0.68498 |  | 0.73498 |  |  |  | 0
[10 empty] | -0.71557 |  | 0.76557 |  |  |  | 0
[10 empty] | -0.72356 |  | 0.77356 |  |  |  | 0
[10 empty] | -0.67992 |  | 0.72992 |  |  |  | 0
[10 empty] | -0.65888 |  | 0.70888 |  |  |  | 0
[10 empty] | -0.70467 |  | 0.75467 |  |  |  | 0
[10 empty] | -0.73482 |  | 0.78482 |  |  |  | 0
[10 empty] | -0.741 |  | 0.791 |  |  |  | 0
[10 empty] | -0.74066 |  | 0.79066 |  |  |  | 0
[10 empty] | -0.73761 |  | 0.78761 |  |  |  | 0
[10 empty] | -0.74035 |  | 0.79035 |  |  |  | 0
[10 empty] | -0.75417 |  | 0.80417 |  |  |  | 0
[10 empty] | -0.78118 |  | 0.83118 |  |  |  | 0
[10 empty] | -0.77303 |  | 0.82303 |  |  |  | 0
[10 empty] | -0.78484 |  | 0.83484 |  |  |  | 0
[10 empty] | -0.83261 |  | 0.88261 |  |  |  | 0
[10 empty] | -0.86395 |  | 0.91395 |  |  |  | 0
[10 empty] | -0.86152 |  | 0.91152 |  |  |  | 0
[10 empty] | -0.87812 |  | 0.92812 |  |  |  | 0
[10 empty] | -0.90142 |  | 0.95142 |  |  |  | 0
[10 empty] | -0.92199 |  | 0.97199 |  |  |  | 0
[10 empty] | -0.9227 |  | 0.9727 |  |  |  | 0
[10 empty] | -0.90115 |  | 0.95115 |  |  |  | 0
[10 empty] | -0.94494 |  | 0.99494 |  |  |  | 0
[10 empty] | -0.93961 |  | 0.98961 |  |  |  | 0
[10 empty] | -0.935 |  | 0.985 |  |  |  | 0
[10 empty] | -0.94606 |  | 0.99606 |  |  |  | 0
[10 empty] | -0.98203 |  | 1.032 |  |  |  | 0
[10 empty] | -0.96979 |  | 1.0198 |  |  |  | 0
[10 empty] | -0.92087 |  | 0.97087 |  |  |  | 0
[10 empty] | -0.93576 |  | 0.98576 |  |  |  | 0
[10 empty] | -0.92389 |  | 0.97389 |  |  |  | 0
[10 empty] | -0.89831 |  | 0.94831 |  |  |  | 0
[10 empty] | -0.89174 |  | 0.94174 |  |  |  | 0
[10 empty] | -0.88056 |  | 0.93056 |  |  |  | 0
[10 empty] | -0.92653 |  | 0.97653 |  |  |  | 0
[10 empty] | -0.96885 |  | 1.0188 |  |  |  | 0
[10 empty] | -0.9999 |  | 1.0499 |  |  |  | 0
[10 empty] | -0.9999 |  | 1.0499 |  |  |  | 0
[10 empty] | -0.97182 |  | 1.0218 |  |  |  | 0
[10 empty] | -0.92943 |  | 0.97943 |  |  |  | 0
[10 empty] | -0.9132 |  | 0.9632 |  |  |  | 0
[10 empty] | -0.88611 |  | 0.93611 |  |  |  | 0
[10 empty] | -0.92289 |  | 0.97289 |  |  |  | 0
[10 empty] | -0.94495 |  | 0.99495 |  |  |  | 0
[10 empty] | -0.97582 |  | 1.0258 |  |  |  | 0
[10 empty] | -0.96015 |  | 1.0101 |  |  |  | 0
[10 empty] | -0.9999 |  | 1.0499 |  |  |  | 0
[10 empty] | -0.99712 |  | 1.0471 |  |  |  | 0
[10 empty] | -0.98605 |  | 1.0361 |  |  |  | 0
[10 empty] | -0.9999 |  | 1.0499 |  |  |  | 0
[10 empty] | -0.9999 |  | 1.0499 |  |  |  | 0
[10 empty] | -0.9999 |  | 1.0499 |  |  |  | 0
[10 empty] | -0.9999 |  | 1.0499 |  |  |  | 0
[10 empty] | -0.98747 |  | 1.0375 |  |  |  | 0
[10 empty] | -0.93763 |  | 0.98763 |  |  |  | 0
[10 empty] | -0.93451 |  | 0.98451 |  |  |  | 0
[10 empty] | -0.93066 |  | 0.98066 |  |  |  | 0
[10 empty] | -0.91138 |  | 0.96138 |  |  |  | 0
[10 empty] | -0.9085 |  | 0.9585 |  |  |  | 0
[10 empty] | -0.88958 |  | 0.93958 |  |  |  | 0
[10 empty] | -0.92983 |  | 0.97983 |  |  |  | 0
[10 empty] | -0.97489 |  | 1.0249 |  |  |  | 0
[10 empty] | -0.953 |  | 1.003 |  |  |  | 0
[10 empty] | -0.98123 |  | 1.0312 |  |  |  | 0
[10 empty] | -0.95115 |  | 1.0012 |  |  |  | 0
[10 empty] | -0.90831 |  | 0.95831 |  |  |  | 0
[10 empty] | -0.94935 |  | 0.99935 |  |  |  | 0
[10 empty] | -0.9228 |  | 0.9728 |  |  |  | 0
[10 empty] | -0.95521 |  | 1.0052 |  |  |  | 0
[10 empty] | -0.94077 |  | 0.99077 |  |  |  | 0
[10 empty] | -0.90384 |  | 0.95384 |  |  |  | 0
[10 empty] | -0.86587 |  | 0.91587 |  |  |  | 0
[10 empty] | -0.86065 |  | 0.91065 |  |  |  | 0
[10 empty] | -0.86335 |  | 0.91335 |  |  |  | 0
[10 empty] | -0.85966 |  | 0.90966 |  |  |  | 0
[10 empty] | -0.87706 |  | 0.92706 |  |  |  | 0
[10 empty] | -0.89705 |  | 0.94705 |  |  |  | 0
[10 empty] | -0.89755 |  | 0.94755 |  |  |  | 0
[10 empty] | -0.89197 |  | 0.94197 |  |  |  | 0
[10 empty] | -0.92387 |  | 0.97387 |  |  |  | 0
[10 empty] | -0.9665 |  | 1.0165 |  |  |  | 0
[10 empty] | -0.99957 |  | 1.0496 |  |  |  | 0
[10 empty] | -0.9999 |  | 1.0499 |  |  |  | 0
[10 empty] | -0.9999 |  | 1.0499 |  |  |  | 0
[10 empty] | -0.9999 |  | 1.0499 |  |  |  | 0
[10 empty] | -0.9999 |  | 1.0499 |  |  |  | 0
[10 empty] | -0.9999 |  | 1.0499 |  |  |  | 0
[10 empty] | -0.96285 |  | 1.0128 |  |  |  | 0
[10 empty] | -0.95098 |  | 1.001 |  |  |  | 0
[10 empty] | -0.92274 |  | 0.97274 |  |  |  | 0
[10 empty] | -0.8833 |  | 0.9333 |  |  |  | 0
[10 empty] | -0.83527 |  | 0.88527 |  |  |  | 0
[10 empty] | -0.78688 |  | 0.83688 |  |  |  | 0
[10 empty] | -0.76323 |  | 0.81323 |  |  |  | 0
[10 empty] | -0.77491 |  | 0.82491 |  |  |  | 0
[10 empty] | -0.80783 |  | 0.85783 |  |  |  | 0
[10 empty] | -0.8493 |  | 0.8993 |  |  |  | 0
[10 empty] | -0.87632 |  | 0.92632 |  |  |  | 0
[10 empty] | -0.91914 |  | 0.96914 |  |  |  | 0
[10 empty] | -0.96881 |  | 1.0188 |  |  |  | 0
[10 empty] | -0.96803 |  | 1.018 |  |  |  | 0
[10 empty] | -0.99207 |  | 1.0421 |  |  |  | 0
[10 empty] | -0.9999 |  | 1.0499 |  |  |  | 0
[10 empty] | -0.97854 |  | 1.0285 |  |  |  | 0
[10 empty] | -0.9999 |  | 1.0499 |  |  |  | 0
[10 empty] | -0.95048 |  | 1.0005 |  |  |  | 0
[10 empty] | -0.95169 |  | 1.0017 |  |  |  | 0
[10 empty] | -0.92492 |  | 0.97492 |  |  |  | 0
[10 empty] | -0.92336 |  | 0.97336 |  |  |  | 0
[10 empty] | -0.92615 |  | 0.97615 |  |  |  | 0
[10 empty] | -0.93928 |  | 0.98928 |  |  |  | 0
[10 empty] | -0.98571 |  | 1.0357 |  |  |  | 0
[10 empty] | -0.97662 |  | 1.0266 |  |  |  | 0
[10 empty] | -0.93785 |  | 0.98785 |  |  |  | 0
[10 empty] | -0.9317 |  | 0.9817 |  |  |  | 0
[10 empty] | -0.97998 |  | 1.03 |  |  |  | 0
[10 empty] | -0.9999 |  | 1.0499 |  |  |  | 0
[10 empty] | -0.97157 |  | 1.0216 |  |  |  | 0
[10 empty] | -0.99159 |  | 1.0416 |  |  |  | 0
[10 empty] | -0.95894 |  | 1.0089 |  |  |  | 0
[10 empty] | -0.93385 |  | 0.98385 |  |  |  | 0
[10 empty] | -0.91654 |  | 0.96654 |  |  |  | 0
[10 empty] | -0.91468 |  | 0.96468 |  |  |  | 0
[10 empty] | -0.91225 |  | 0.96225 |  |  |  | 0
[10 empty] | -0.95302 |  | 1.003 |  |  |  | 0
[10 empty] | -0.94928 |  | 0.99928 |  |  |  | 0
[10 empty] | -0.99258 |  | 1.0426 |  |  |  | 0
[10 empty] | -0.9999 |  | 1.0499 |  |  |  | 0
[10 empty] | -0.9999 |  | 1.0499 |  |  |  | 0
[10 empty] | -0.9999 |  | 1.0499 |  |  |  | 0
[10 empty] | -0.95214 |  | 1.0021 |  |  |  | 0
[10 empty] | -0.9185 |  | 0.9685 |  |  |  | 0
[10 empty] | -0.89998 |  | 0.94998 |  |  |  | 0
[10 empty] | -0.89677 |  | 0.94677 |  |  |  | 0
[10 empty] | -0.92322 |  | 0.97322 |  |  |  | 0
[10 empty] | -0.92848 |  | 0.97848 |  |  |  | 0
[10 empty] | -0.92434 |  | 0.97434 |  |  |  | 0
[10 empty] | -0.96772 |  | 1.0177 |  |  |  | 0
[10 empty] | -0.95965 |  | 1.0097 |  |  |  | 0
[10 empty] | -0.9999 |  | 1.0499 |  |  |  | 0
[10 empty] | -0.9999 |  | 1.0499 |  |  |  | 0
[10 empty] | -0.9999 |  | 1.0499 |  |  |  | 0
[10 empty] | -0.9999 |  | 1.0499 |  |  |  | 0
[10 empty] | -0.96245 |  | 1.0124 |  |  |  | 0
[10 empty] | -0.97809 |  | 1.0281 |  |  |  | 0
[10 empty] | -0.9491 |  | 0.9991 |  |  |  | 0
[10 empty] | -0.99547 |  | 1.0455 |  |  |  | 0
[10 empty] | -0.95788 |  | 1.0079 |  |  |  | 0
[10 empty] | -0.92504 |  | 0.97504 |  |  |  | 0
[10 empty] | -0.93198 |  | 0.98198 |  |  |  | 0
[10 empty] | -0.89878 |  | 0.94878 |  |  |  | 0
[10 empty] | -0.87433 |  | 0.92433 |  |  |  | 0
[10 empty] | -0.83358 |  | 0.88358 |  |  |  | 0
[10 empty] | -0.84654 |  | 0.89654 |  |  |  | 0
[10 empty] | -0.81874 |  | 0.86874 |  |  |  | 0
[10 empty] | -0.84406 |  | 0.89406 |  |  |  | 0
[10 empty] | -0.8254 |  | 0.8754 |  |  |  | 0
[10 empty] | -0.86442 |  | 0.91442 |  |  |  | 0
[10 empty] | -0.82609 |  | 0.87609 |  |  |  | 0
[10 empty] | -0.8066 |  | 0.8566 |  |  |  | 0
[10 empty] | -0.79516 |  | 0.84516 |  |  |  | 0
[10 empty] | -0.81671 |  | 0.86671 |  |  |  | 0
[10 empty] | -0.82966 |  | 0.87966 |  |  |  | 0
[10 empty] | -0.79598 |  | 0.84598 |  |  |  | 0
[10 empty] | -0.80583 |  | 0.85583 |  |  |  | 0
[10 empty] | -0.79185 |  | 0.84185 |  |  |  | 0
[10 empty] | -0.78698 |  | 0.83698 |  |  |  | 0
[10 empty] | -0.76989 |  | 0.81989 |  |  |  | 0
[10 empty] | -0.74925 |  | 0.79925 |  |  |  | 0
[10 empty] | -0.72206 |  | 0.77206 |  |  |  | 0
[10 empty] | -0.68042 |  | 0.73042 |  |  |  | 0
[10 empty] | -0.70041 |  | 0.75041 |  |  |  | 0
[10 empty] | -0.74932 |  | 0.79932 |  |  |  | 0
[10 empty] | -0.72158 |  | 0.77158 |  |  |  | 0
[10 empty] | -0.72751 |  | 0.77751 |  |  |  | 0
[10 empty] | -0.68043 |  | 0.73043 |  |  |  | 0
[10 empty] | -0.65586 |  | 0.70586 |  |  |  | 0
[10 empty] | -0.6146 |  | 0.6646 |  |  |  | 0
[10 empty] | -0.62792 |  | 0.67792 |  |  |  | 0
[10 empty] | -0.6623 |  | 0.7123 |  |  |  | 0
[10 empty] | -0.65433 |  | 0.70433 |  |  |  | 0
[10 empty] | -0.6914 |  | 0.7414 |  |  |  | 0
[10 empty] | -0.7036 |  | 0.7536 |  |  |  | 0
[10 empty] | -0.72043 |  | 0.77043 |  |  |  | 0
[10 empty] | -0.70168 |  | 0.75168 |  |  |  | 0
[10 empty] | -0.74416 |  | 0.79416 |  |  |  | 0
[10 empty] | -0.76956 |  | 0.81956 |  |  |  | 0
[10 empty] | -0.72444 |  | 0.77444 |  |  |  | 0
[10 empty] | -0.76412 |  | 0.81412 |  |  |  | 0
[10 empty] | -0.78511 |  | 0.83511 |  |  |  | 0
[10 empty] | -0.75258 |  | 0.80258 |  |  |  | 0
[10 empty] | -0.74451 |  | 0.79451 |  |  |  | 0
[10 empty] | -0.71678 |  | 0.76678 |  |  |  | 0
[10 empty] | -0.70479 |  | 0.75479 |  |  |  | 0
[10 empty] | -0.74367 |  | 0.79367 |  |  |  | 0
[10 empty] | -0.70319 |  | 0.75319 |  |  |  | 0
[10 empty] | -0.68515 |  | 0.73515 |  |  |  | 0
[10 empty] | -0.6695 |  | 0.7195 |  |  |  | 0
[10 empty] | -0.68255 |  | 0.73255 |  |  |  | 0
[10 empty] | -0.69436 |  | 0.74436 |  |  |  | 0
[10 empty] | -0.72815 |  | 0.77815 |  |  |  | 0
[10 empty] | -0.72063 |  | 0.77063 |  |  |  | 0
[10 empty] | -0.74381 |  | 0.79381 |  |  |  | 0
[10 empty] | -0.73077 |  | 0.78077 |  |  |  | 0
[10 empty] | -0.70161 |  | 0.75161 |  |  |  | 0
[10 empty] | -0.69525 |  | 0.74525 |  |  |  | 0
[10 empty] | -0.72592 |  | 0.77592 |  |  |  | 0
[10 empty] | -0.70633 |  | 0.75633 |  |  |  | 0
[10 empty] | -0.70546 |  | 0.75546 |  |  |  | 0
[10 empty] | -0.65664 |  | 0.70664 |  |  |  | 0
[10 empty] | -0.62598 |  | 0.67598 |  |  |  | 0
[10 empty] | -0.58682 |  | 0.63682 |  |  |  | 0
[10 empty] | -0.63627 |  | 0.68627 |  |  |  | 0
[10 empty] | -0.59901 |  | 0.64901 |  |  |  | 0
[10 empty] | -0.61207 |  | 0.66207 |  |  |  | 0
[10 empty] | -0.635 |  | 0.685 |  |  |  | 0
[10 empty] | -0.62483 |  | 0.67483 |  |  |  | 0
[10 empty] | -0.66315 |  | 0.71315 |  |  |  | 0
[10 empty] | -0.61475 |  | 0.66475 |  |  |  | 0
[10 empty] | -0.57519 |  | 0.62519 |  |  |  | 0
[10 empty] | -0.61675 |  | 0.66675 |  |  |  | 0
[10 empty] | -0.57248 |  | 0.62248 |  |  |  | 0
[10 empty] | -0.57246 |  | 0.62246 |  |  |  | 0
[10 empty] | -0.57765 |  | 0.62765 |  |  |  | 0
[10 empty] | -0.55801 |  | 0.60801 |  |  |  | 0
[10 empty] | -0.59672 |  | 0.64672 |  |  |  | 0
[10 empty] | -0.60647 |  | 0.65647 |  |  |  | 0
[10 empty] | -0.64954 |  | 0.69954 |  |  |  | 0
[10 empty] | -0.61229 |  | 0.66229 |  |  |  | 0
[10 empty] | -0.60127 |  | 0.65127 |  |  |  | 0
[10 empty] | -0.59567 |  | 0.64567 |  |  |  | 0
[10 empty] | -0.54802 |  | 0.59802 |  |  |  | 0
[10 empty] | -0.58821 |  | 0.63821 |  |  |  | 0
[10 empty] | -0.55441 |  | 0.60441 |  |  |  | 0
[10 empty] | -0.51702 |  | 0.56702 |  |  |  | 0
[10 empty] | -0.5538 |  | 0.6038 |  |  |  | 0
[10 empty] | -0.54659 |  | 0.59659 |  |  |  | 0
[10 empty] | -0.51059 |  | 0.56059 |  |  |  | 0
[10 empty] | -0.48153 |  | 0.53153 |  |  |  | 0
[10 empty] | -0.49215 |  | 0.54215 |  |  |  | 0
[10 empty] | -0.46836 |  | 0.51836 |  |  |  | 0
[10 empty] | -0.50638 |  | 0.55638 |  |  |  | 0
[10 empty] | -0.50741 |  | 0.55741 |  |  |  | 0
[10 empty] | -0.4797 |  | 0.5297 |  |  |  | 0
[10 empty] | -0.46644 |  | 0.51644 |  |  |  | 0
[10 empty] | -0.4739 |  | 0.5239 |  |  |  | 0
[10 empty] | -0.47086 |  | 0.52086 |  |  |  | 0
[10 empty] | -0.44117 |  | 0.49117 |  |  |  | 0
[10 empty] | -0.47949 |  | 0.52949 |  |  |  | 0
[10 empty] | -0.47726 |  | 0.52726 |  |  |  | 0
[10 empty] | -0.44782 |  | 0.49782 |  |  |  | 0
[10 empty] | -0.48029 |  | 0.53029 |  |  |  | 0
[10 empty] | -0.45795 |  | 0.50795 |  |  |  | 0
[10 empty] | -0.42442 |  | 0.47442 |  |  |  | 0
[10 empty] | -0.4026 |  | 0.4526 |  |  |  | 0
[10 empty] | -0.44328 |  | 0.49328 |  |  |  | 0
[10 empty] | -0.42151 |  | 0.47151 |  |  |  | 0
[10 empty] | -0.45947 |  | 0.50947 |  |  |  | 0
[10 empty] | -0.46778 |  | 0.51778 |  |  |  | 0
[10 empty] | -0.47506 |  | 0.52506 |  |  |  | 0
[10 empty] | -0.44021 |  | 0.49021 |  |  |  | 0
[10 empty] | -0.46666 |  | 0.51666 |  |  |  | 0
[10 empty] | -0.51427 |  | 0.56427 |  |  |  | 0
[10 empty] | -0.55774 |  | 0.60774 |  |  |  | 0
[10 empty] | -0.57321 |  | 0.62321 |  |  |  | 0
[10 empty] | -0.54442 |  | 0.59442 |  |  |  | 0
[10 empty] | -0.49913 |  | 0.54913 |  |  |  | 0
[10 empty] | -0.47875 |  | 0.52875 |  |  |  | 0
[10 empty] | -0.48343 |  | 0.53343 |  |  |  | 0
[10 empty] | -0.48872 |  | 0.53872 |  |  |  | 0
[10 empty] | -0.44212 |  | 0.49212 |  |  |  | 0
[10 empty] | -0.48628 |  | 0.53628 |  |  |  | 0
[10 empty] | -0.43864 |  | 0.48864 |  |  |  | 0
[10 empty] | -0.47759 |  | 0.52759 |  |  |  | 0
[10 empty] | -0.46546 |  | 0.51546 |  |  |  | 0
[10 empty] | -0.45905 |  | 0.50905 |  |  |  | 0
[10 empty] | -0.4866 |  | 0.5366 |  |  |  | 0
[10 empty] | -0.45392 |  | 0.50392 |  |  |  | 0
[10 empty] | -0.48246 |  | 0.53246 |  |  |  | 0
[10 empty] | -0.46044 |  | 0.51044 |  |  |  | 0
[10 empty] | -0.43775 |  | 0.48775 |  |  |  | 0
[10 empty] | -0.40868 |  | 0.45868 |  |  |  | 0
[10 empty] | -0.44647 |  | 0.49647 |  |  |  | 0
[10 empty] | -0.46924 |  | 0.51924 |  |  |  | 0
[10 empty] | -0.42957 |  | 0.47957 |  |  |  | 0
[10 empty] | -0.39458 |  | 0.44458 |  |  |  | 0
[10 empty] | -0.42442 |  | 0.47442 |  |  |  | 0
[10 empty] | -0.40849 |  | 0.45849 |  |  |  | 0
[10 empty] | -0.36813 |  | 0.41813 |  |  |  | 0
[10 empty] | -0.35965 |  | 0.40965 |  |  |  | 0
[10 empty] | -0.40703 |  | 0.45703 |  |  |  | 0
[10 empty] | -0.42926 |  | 0.47926 |  |  |  | 0
[10 empty] | -0.4117 |  | 0.4617 |  |  |  | 0
[10 empty] | -0.37187 |  | 0.42187 |  |  |  | 0
[10 empty] | -0.34254 |  | 0.39254 |  |  |  | 0
[10 empty] | -0.35753 |  | 0.40753 |  |  |  | 0
[10 empty] | -0.33825 |  | 0.38825 |  |  |  | 0
[10 empty] | -0.33382 |  | 0.38382 |  |  |  | 0
[10 empty] | -0.33064 |  | 0.38064 |  |  |  | 0
[10 empty] | -0.35471 |  | 0.40471 |  |  |  | 0
[10 empty] | -0.33447 |  | 0.38447 |  |  |  | 0
[10 empty] | -0.29272 |  | 0.34272 |  |  |  | 0
[10 empty] | -0.3216 |  | 0.3716 |  |  |  | 0
[10 empty] | -0.30129 |  | 0.35129 |  |  |  | 0
[10 empty] | -0.32707 |  | 0.37707 |  |  |  | 0
[10 empty] | -0.35403 |  | 0.40403 |  |  |  | 0
[10 empty] | -0.3571 |  | 0.4071 |  |  |  | 0
[10 empty] | -0.40473 |  | 0.45473 |  |  |  | 0
[10 empty] | -0.37986 |  | 0.42986 |  |  |  | 0
[10 empty] | -0.38707 |  | 0.43707 |  |  |  | 0
[10 empty] | -0.37541 |  | 0.42541 |  |  |  | 0
[10 empty] | -0.42008 |  | 0.47008 |  |  |  | 0
[10 empty] | -0.45112 |  | 0.50112 |  |  |  | 0
[10 empty] | -0.46995 |  | 0.51995 |  |  |  | 0
[10 empty] | -0.4875 |  | 0.5375 |  |  |  | 0
[10 empty] | -0.51192 |  | 0.56192 |  |  |  | 0
[10 empty] | -0.51155 |  | 0.56155 |  |  |  | 0
[10 empty] | -0.49354 |  | 0.54354 |  |  |  | 0
[10 empty] | -0.4761 |  | 0.5261 |  |  |  | 0
[10 empty] | -0.4483 |  | 0.4983 |  |  |  | 0
[10 empty] | -0.46775 |  | 0.51775 |  |  |  | 0
[10 empty] | -0.43506 |  | 0.48506 |  |  |  | 0
[10 empty] | -0.39059 |  | 0.44059 |  |  |  | 0
[10 empty] | -0.36606 |  | 0.41606 |  |  |  | 0
[10 empty] | -0.34802 |  | 0.39802 |  |  |  | 0
[10 empty] | -0.36494 |  | 0.41494 |  |  |  | 0
[10 empty] | -0.36445 |  | 0.41445 |  |  |  | 0
[10 empty] | -0.37254 |  | 0.42254 |  |  |  | 0
[10 empty] | -0.3592 |  | 0.4092 |  |  |  | 0
[10 empty] | -0.38935 |  | 0.43935 |  |  |  | 0
[10 empty] | -0.43076 |  | 0.48076 |  |  |  | 0
[10 empty] | -0.44223 |  | 0.49223 |  |  |  | 0
[10 empty] | -0.41789 |  | 0.46789 |  |  |  | 0
[10 empty] | -0.418 |  | 0.468 |  |  |  | 0
[10 empty] | -0.38968 |  | 0.43968 |  |  |  | 0
[10 empty] | -0.36452 |  | 0.41452 |  |  |  | 0
[10 empty] | -0.41271 |  | 0.46271 |  |  |  | 0
[10 empty] | -0.36443 |  | 0.41443 |  |  |  | 0
[10 empty] | -0.38513 |  | 0.43513 |  |  |  | 0
[10 empty] | -0.37618 |  | 0.42618 |  |  |  | 0
[10 empty] | -0.39873 |  | 0.44873 |  |  |  | 0
[10 empty] | -0.39974 |  | 0.44974 |  |  |  | 0
[10 empty] | -0.39095 |  | 0.44095 |  |  |  | 0
[10 empty] | -0.37877 |  | 0.42877 |  |  |  | 0
[10 empty] | -0.34184 |  | 0.39184 |  |  |  | 0
[10 empty] | -0.35242 |  | 0.40242 |  |  |  | 0
[10 empty] | -0.34504 |  | 0.39504 |  |  |  | 0
[10 empty] | -0.32543 |  | 0.37543 |  |  |  | 0
[10 empty] | -0.34622 |  | 0.39622 |  |  |  | 0
[10 empty] | -0.34923 |  | 0.39923 |  |  |  | 0
[10 empty] | -0.30313 |  | 0.35313 |  |  |  | 0
[10 empty] | -0.25391 |  | 0.30391 |  |  |  | 0
[10 empty] | -0.21555 |  | 0.26555 |  |  |  | 0
[10 empty] | -0.22226 |  | 0.27226 |  |  |  | 0
[10 empty] | -0.196 |  | 0.246 |  |  |  | 0
[10 empty] | -0.18763 |  | 0.23763 |  |  |  | 0
[10 empty] | -0.16591 |  | 0.21591 |  |  |  | 0
[10 empty] | -0.13799 |  | 0.18799 |  |  |  | 0
[10 empty] | -0.16264 |  | 0.21264 |  |  |  | 0
[10 empty] | -0.12933 |  | 0.17933 |  |  |  | 0
[10 empty] | -0.17171 |  | 0.22171 |  |  |  | 0
[10 empty] | -0.21908 |  | 0.26908 |  |  |  | 0
[10 empty] | -0.18619 |  | 0.23619 |  |  |  | 0
[10 empty] | -0.19252 |  | 0.24252 |  |  |  | 0
[10 empty] | -0.23722 |  | 0.28722 |  |  |  | 0
[10 empty] | -0.26801 |  | 0.31801 |  |  |  | 0
[10 empty] | -0.26517 |  | 0.31517 |  |  |  | 0
[10 empty] | -0.23435 |  | 0.28435 |  |  |  | 0
[10 empty] | -0.20032 |  | 0.25032 |  |  |  | 0
[10 empty] | -0.19644 |  | 0.24644 |  |  |  | 0
[10 empty] | -0.19927 |  | 0.24927 |  |  |  | 0
[10 empty] | -0.20943 |  | 0.25943 |  |  |  | 0
[10 empty] | -0.20984 |  | 0.25984 |  |  |  | 0
[10 empty] | -0.18654 |  | 0.23654 |  |  |  | 0
[10 empty] | -0.22832 |  | 0.27832 |  |  |  | 0
[10 empty] | -0.20822 |  | 0.25822 |  |  |  | 0
[10 empty] | -0.22652 |  | 0.27652 |  |  |  | 0
[10 empty] | -0.27429 |  | 0.32429 |  |  |  | 0
[10 empty] | -0.29723 |  | 0.34723 |  |  |  | 0
[10 empty] | -0.34114 |  | 0.39114 |  |  |  | 0
[10 empty] | -0.32285 |  | 0.37285 |  |  |  | 0
[10 empty] | -0.34068 |  | 0.39068 |  |  |  | 0
[10 empty] | -0.31291 |  | 0.36291 |  |  |  | 0
[10 empty] | -0.34885 |  | 0.39885 |  |  |  | 0
[10 empty] | -0.33569 |  | 0.38569 |  |  |  | 0
[10 empty] | -0.3109 |  | 0.3609 |  |  |  | 0
[10 empty] | -0.34051 |  | 0.39051 |  |  |  | 0
[10 empty] | -0.31643 |  | 0.36643 |  |  |  | 0
[10 empty] | -0.35003 |  | 0.40003 |  |  |  | 0
[10 empty] | -0.35276 |  | 0.40276 |  |  |  | 0
[10 empty] | -0.3476 |  | 0.3976 |  |  |  | 0
[10 empty] | -0.35123 |  | 0.40123 |  |  |  | 0
[10 empty] | -0.37818 |  | 0.42818 |  |  |  | 0
[10 empty] | -0.41316 |  | 0.46316 |  |  |  | 0
[10 empty] | -0.43192 |  | 0.48192 |  |  |  | 0
[10 empty] | -0.41361 |  | 0.46361 |  |  |  | 0
[10 empty] | -0.40488 |  | 0.45488 |  |  |  | 0
[10 empty] | -0.44015 |  | 0.49015 |  |  |  | 0
[10 empty] | -0.44809 |  | 0.49809 |  |  |  | 0
[10 empty] | -0.45337 |  | 0.50337 |  |  |  | 0
[10 empty] | -0.47503 |  | 0.52503 |  |  |  | 0
[10 empty] | -0.44734 |  | 0.49734 |  |  |  | 0
[10 empty] | -0.45469 |  | 0.50469 |  |  |  | 0
[10 empty] | -0.43226 |  | 0.48226 |  |  |  | 0
[10 empty] | -0.38358 |  | 0.43358 |  |  |  | 0
[10 empty] | -0.42376 |  | 0.47376 |  |  |  | 0
[10 empty] | -0.4521 |  | 0.5021 |  |  |  | 0
[10 empty] | -0.41997 |  | 0.46997 |  |  |  | 0
[10 empty] | -0.43683 |  | 0.48683 |  |  |  | 0
[10 empty] | -0.47654 |  | 0.52654 |  |  |  | 0
[10 empty] | -0.50452 |  | 0.55452 |  |  |  | 0
[10 empty] | -0.5114 |  | 0.5614 |  |  |  | 0
[10 empty] | -0.49374 |  | 0.54374 |  |  |  | 0
[10 empty] | -0.54002 |  | 0.59002 |  |  |  | 0
[10 empty] | -0.50332 |  | 0.55332 |  |  |  | 0
[10 empty] | -0.51566 |  | 0.56566 |  |  |  | 0
[10 empty] | -0.4869 |  | 0.5369 |  |  |  | 0
[10 empty] | -0.53143 |  | 0.58143 |  |  |  | 0
[10 empty] | -0.57596 |  | 0.62596 |  |  |  | 0
[10 empty] | -0.57284 |  | 0.62284 |  |  |  | 0
[10 empty] | -0.56633 |  | 0.61633 |  |  |  | 0
[10 empty] | -0.53739 |  | 0.58739 |  |  |  | 0
[10 empty] | -0.52762 |  | 0.57762 |  |  |  | 0
[10 empty] | -0.48865 |  | 0.53865 |  |  |  | 0
[10 empty] | -0.46327 |  | 0.51327 |  |  |  | 0
[10 empty] | -0.44954 |  | 0.49954 |  |  |  | 0
[10 empty] | -0.40126 |  | 0.45126 |  |  |  | 0
[10 empty] | -0.43953 |  | 0.48953 |  |  |  | 0
[10 empty] | -0.44224 |  | 0.49224 |  |  |  | 0
[10 empty] | -0.45871 |  | 0.50871 |  |  |  | 0
[10 empty] | -0.44646 |  | 0.49646 |  |  |  | 0
[10 empty] | -0.44542 |  | 0.49542 |  |  |  | 0
[10 empty] | -0.44822 |  | 0.49822 |  |  |  | 0
[10 empty] | -0.45879 |  | 0.50879 |  |  |  | 0
[10 empty] | -0.46764 |  | 0.51764 |  |  |  | 0
[10 empty] | -0.4492 |  | 0.4992 |  |  |  | 0
[10 empty] | -0.48567 |  | 0.53567 |  |  |  | 0
[10 empty] | -0.50906 |  | 0.55906 |  |  |  | 0
[10 empty] | -0.55053 |  | 0.60053 |  |  |  | 0
[10 empty] | -0.59104 |  | 0.64104 |  |  |  | 0
[10 empty] | -0.63242 |  | 0.68242 |  |  |  | 0
[10 empty] | -0.60027 |  | 0.65027 |  |  |  | 0
[10 empty] | -0.56461 |  | 0.61461 |  |  |  | 0
[10 empty] | -0.52169 |  | 0.57169 |  |  |  | 0
[10 empty] | -0.48255 |  | 0.53255 |  |  |  | 0
[10 empty] | -0.46022 |  | 0.51022 |  |  |  | 0
[10 empty] | -0.44816 |  | 0.49816 |  |  |  | 0
[10 empty] | -0.46227 |  | 0.51227 |  |  |  | 0
[10 empty] | -0.48339 |  | 0.53339 |  |  |  | 0
[10 empty] | -0.52303 |  | 0.57303 |  |  |  | 0
[10 empty] | -0.50541 |  | 0.55541 |  |  |  | 0
[10 empty] | -0.53881 |  | 0.58881 |  |  |  | 0
[10 empty] | -0.54913 |  | 0.59913 |  |  |  | 0
[10 empty] | -0.52496 |  | 0.57496 |  |  |  | 0
[10 empty] | -0.48128 |  | 0.53128 |  |  |  | 0
[10 empty] | -0.43817 |  | 0.48817 |  |  |  | 0
[10 empty] | -0.41359 |  | 0.46359 |  |  |  | 0
[10 empty] | -0.44823 |  | 0.49823 |  |  |  | 0
[10 empty] | -0.49374 |  | 0.54374 |  |  |  | 0
[10 empty] | -0.50084 |  | 0.55084 |  |  |  | 0
[10 empty] | -0.46526 |  | 0.51526 |  |  |  | 0
[10 empty] | -0.49422 |  | 0.54422 |  |  |  | 0
[10 empty] | -0.51409 |  | 0.56409 |  |  |  | 0
[10 empty] | -0.5375 |  | 0.5875 |  |  |  | 0
[10 empty] | -0.54131 |  | 0.59131 |  |  |  | 0
[10 empty] | -0.4931 |  | 0.5431 |  |  |  | 0
[10 empty] | -0.4586 |  | 0.5086 |  |  |  | 0
[10 empty] | -0.48219 |  | 0.53219 |  |  |  | 0
[10 empty] | -0.50755 |  | 0.55755 |  |  |  | 0
[10 empty] | -0.48102 |  | 0.53102 |  |  |  | 0
[10 empty] | -0.50738 |  | 0.55738 |  |  |  | 0
[10 empty] | -0.48897 |  | 0.53897 |  |  |  | 0
[10 empty] | -0.50568 |  | 0.55568 |  |  |  | 0
[10 empty] | -0.53936 |  | 0.58936 |  |  |  | 0
[10 empty] | -0.52684 |  | 0.57684 |  |  |  | 0
[10 empty] | -0.5453 |  | 0.5953 |  |  |  | 0
[10 empty] | -0.49795 |  | 0.54795 |  |  |  | 0
[10 empty] | -0.49451 |  | 0.54451 |  |  |  | 0
[10 empty] | -0.48633 |  | 0.53633 |  |  |  | 0
[10 empty] | -0.49366 |  | 0.54366 |  |  |  | 0
[10 empty] | -0.51141 |  | 0.56141 |  |  |  | 0
[10 empty] | -0.50151 |  | 0.55151 |  |  |  | 0
[10 empty] | -0.49242 |  | 0.54242 |  |  |  | 0
[10 empty] | -0.50252 |  | 0.55252 |  |  |  | 0
[10 empty] | -0.54097 |  | 0.59097 |  |  |  | 0
[10 empty] | -0.58166 |  | 0.63166 |  |  |  | 0
[10 empty] | -0.56732 |  | 0.61732 |  |  |  | 0
[10 empty] | -0.55324 |  | 0.60324 |  |  |  | 0
[10 empty] | -0.58724 |  | 0.63724 |  |  |  | 0
[10 empty] | -0.56464 |  | 0.61464 |  |  |  | 0
[10 empty] | -0.55832 |  | 0.60832 |  |  |  | 0
[10 empty] | -0.51513 |  | 0.56513 |  |  |  | 0
[10 empty] | -0.49179 |  | 0.54179 |  |  |  | 0
[10 empty] | -0.50553 |  | 0.55553 |  |  |  | 0
[10 empty] | -0.45591 |  | 0.50591 |  |  |  | 0
[10 empty] | -0.43029 |  | 0.48029 |  |  |  | 0
[10 empty] | -0.44226 |  | 0.49226 |  |  |  | 0
[10 empty] | -0.44292 |  | 0.49292 |  |  |  | 0
[10 empty] | -0.47276 |  | 0.52276 |  |  |  | 0
[10 empty] | -0.47157 |  | 0.52157 |  |  |  | 0
[10 empty] | -0.45972 |  | 0.50972 |  |  |  | 0
[10 empty] | -0.44039 |  | 0.49039 |  |  |  | 0
[10 empty] | -0.4135 |  | 0.4635 |  |  |  | 0
[10 empty] | -0.37738 |  | 0.42738 |  |  |  | 0
[10 empty] | -0.37407 |  | 0.42407 |  |  |  | 0
[10 empty] | -0.35838 |  | 0.40838 |  |  |  | 0
[10 empty] | -0.32978 |  | 0.37978 |  |  |  | 0
[10 empty] | -0.35286 |  | 0.40286 |  |  |  | 0
[10 empty] | -0.4003 |  | 0.4503 |  |  |  | 0
[10 empty] | -0.40511 |  | 0.45511 |  |  |  | 0
[10 empty] | -0.39984 |  | 0.44984 |  |  |  | 0
[10 empty] | -0.44598 |  | 0.49598 |  |  |  | 0
[10 empty] | -0.48608 |  | 0.53608 |  |  |  | 0
[10 empty] | -0.49452 |  | 0.54452 |  |  |  | 0
[10 empty] | -0.46424 |  | 0.51424 |  |  |  | 0
[10 empty] | -0.48335 |  | 0.53335 |  |  |  | 0
[10 empty] | -0.47584 |  | 0.52584 |  |  |  | 0
[10 empty] | -0.51833 |  | 0.56833 |  |  |  | 0
[10 empty] | -0.47521 |  | 0.52521 |  |  |  | 0
[10 empty] | -0.46831 |  | 0.51831 |  |  |  | 0
[10 empty] | -0.44025 |  | 0.49025 |  |  |  | 0
[10 empty] | -0.4344 |  | 0.4844 |  |  |  | 0
[10 empty] | -0.41614 |  | 0.46614 |  |  |  | 0
[10 empty] | -0.46098 |  | 0.51098 |  |  |  | 0
[10 empty] | -0.41778 |  | 0.46778 |  |  |  | 0
[10 empty] | -0.38138 |  | 0.43138 |  |  |  | 0
[10 empty] | -0.34741 |  | 0.39741 |  |  |  | 0
[10 empty] | -0.36631 |  | 0.41631 |  |  |  | 0
[10 empty] | -0.41599 |  | 0.46599 |  |  |  | 0
[10 empty] | -0.39066 |  | 0.44066 |  |  |  | 0
[10 empty] | -0.3625 |  | 0.4125 |  |  |  | 0
[10 empty] | -0.36658 |  | 0.41658 |  |  |  | 0
[10 empty] | -0.40738 |  | 0.45738 |  |  |  | 0
[10 empty] | -0.38941 |  | 0.43941 |  |  |  | 0
[10 empty] | -0.35655 |  | 0.40655 |  |  |  | 0
[10 empty] | -0.39932 |  | 0.44932 |  |  |  | 0
[10 empty] | -0.35317 |  | 0.40317 |  |  |  | 0
[10 empty] | -0.33634 |  | 0.38634 |  |  |  | 0
[10 empty] | -0.30611 |  | 0.35611 |  |  |  | 0
[10 empty] | -0.33534 |  | 0.38534 |  |  |  | 0
[10 empty] | -0.28786 |  | 0.33786 |  |  |  | 0
[10 empty] | -0.31645 |  | 0.36645 |  |  |  | 0
[10 empty] | -0.36313 |  | 0.41313 |  |  |  | 0
[10 empty] | -0.38193 |  | 0.43193 |  |  |  | 0
[10 empty] | -0.36938 |  | 0.41938 |  |  |  | 0
[10 empty] | -0.35286 |  | 0.40286 |  |  |  | 0
[10 empty] | -0.38779 |  | 0.43779 |  |  |  | 0
[10 empty] | -0.38544 |  | 0.43544 |  |  |  | 0
[10 empty] | -0.34793 |  | 0.39793 |  |  |  | 0
[10 empty] | -0.35997 |  | 0.40997 |  |  |  | 0
[10 empty] | -0.35172 |  | 0.40172 |  |  |  | 0
[10 empty] | -0.38369 |  | 0.43369 |  |  |  | 0
[10 empty] | -0.40358 |  | 0.45358 |  |  |  | 0
[10 empty] | -0.36527 |  | 0.41527 |  |  |  | 0
[10 empty] | -0.35683 |  | 0.40683 |  |  |  | 0
[10 empty] | -0.38635 |  | 0.43635 |  |  |  | 0
[10 empty] | -0.35503 |  | 0.40503 |  |  |  | 0
[10 empty] | -0.36982 |  | 0.41982 |  |  |  | 0
[10 empty] | -0.32045 |  | 0.37045 |  |  |  | 0
[10 empty] | -0.3667 |  | 0.4167 |  |  |  | 0
[10 empty] | -0.35046 |  | 0.40046 |  |  |  | 0
[10 empty] | -0.3441 |  | 0.3941 |  |  |  | 0
[10 empty] | -0.29617 |  | 0.34617 |  |  |  | 0
[10 empty] | -0.31299 |  | 0.36299 |  |  |  | 0
[10 empty] | -0.31232 |  | 0.36232 |  |  |  | 0
[10 empty] | -0.29069 |  | 0.34069 |  |  |  | 0
[10 empty] | -0.26335 |  | 0.31335 |  |  |  | 0
[10 empty] | -0.25822 |  | 0.30822 |  |  |  | 0
[10 empty] | -0.21736 |  | 0.26736 |  |  |  | 0
[10 empty] | -0.23837 |  | 0.28837 |  |  |  | 0
[10 empty] | -0.27909 |  | 0.32909 |  |  |  | 0
[10 empty] | -0.2554 |  | 0.3054 |  |  |  | 0
[10 empty] | -0.2932 |  | 0.3432 |  |  |  | 0
[10 empty] | -0.309 |  | 0.359 |  |  |  | 0
[10 empty] | -0.34501 |  | 0.39501 |  |  |  | 0
[10 empty] | -0.33725 |  | 0.38725 |  |  |  | 0
[10 empty] | -0.37022 |  | 0.42022 |  |  |  | 0
[10 empty] | -0.35701 |  | 0.40701 |  |  |  | 0
[10 empty] | -0.36994 |  | 0.41994 |  |  |  | 0
[10 empty] | -0.34366 |  | 0.39366 |  |  |  | 0
[10 empty] | -0.353 |  | 0.403 |  |  |  | 0
[10 empty] | -0.39153 |  | 0.44153 |  |  |  | 0
[10 empty] | -0.38192 |  | 0.43192 |  |  |  | 0
[10 empty] | -0.4155 |  | 0.4655 |  |  |  | 0
[10 empty] | -0.45156 |  | 0.50156 |  |  |  | 0
[10 empty] | -0.44406 |  | 0.49406 |  |  |  | 0
[10 empty] | -0.45546 |  | 0.50546 |  |  |  | 0
[10 empty] | -0.46452 |  | 0.51452 |  |  |  | 0
[10 empty] | -0.41959 |  | 0.46959 |  |  |  | 0
[10 empty] | -0.40658 |  | 0.45658 |  |  |  | 0
[10 empty] | -0.40915 |  | 0.45915 |  |  |  | 0
[10 empty] | -0.4183 |  | 0.4683 |  |  |  | 0
[10 empty] | -0.39548 |  | 0.44548 |  |  |  | 0
[10 empty] | -0.38073 |  | 0.43073 |  |  |  | 0
[10 empty] | -0.37025 |  | 0.42025 |  |  |  | 0
[10 empty] | -0.34504 |  | 0.39504 |  |  |  | 0
[10 empty] | -0.33233 |  | 0.38233 |  |  |  | 0
[10 empty] | -0.36383 |  | 0.41383 |  |  |  | 0
[10 empty] | -0.36004 |  | 0.41004 |  |  |  | 0
[10 empty] | -0.32144 |  | 0.37144 |  |  |  | 0
[10 empty] | -0.30303 |  | 0.35303 |  |  |  | 0
[10 empty] | -0.30113 |  | 0.35113 |  |  |  | 0
[10 empty] | -0.25235 |  | 0.30235 |  |  |  | 0
[10 empty] | -0.27921 |  | 0.32921 |  |  |  | 0
[10 empty] | -0.26274 |  | 0.31274 |  |  |  | 0
[10 empty] | -0.21808 |  | 0.26808 |  |  |  | 0
[10 empty] | -0.21733 |  | 0.26733 |  |  |  | 0
[10 empty] | -0.17865 |  | 0.22865 |  |  |  | 0
[10 empty] | -0.21838 |  | 0.26838 |  |  |  | 0
[10 empty] | -0.23796 |  | 0.28796 |  |  |  | 0
[10 empty] | -0.27542 |  | 0.32542 |  |  |  | 0
[10 empty] | -0.29405 |  | 0.34405 |  |  |  | 0
[10 empty] | -0.32706 |  | 0.37706 |  |  |  | 0
[10 empty] | -0.33151 |  | 0.38151 |  |  |  | 0
[10 empty] | -0.29101 |  | 0.34101 |  |  |  | 0
[10 empty] | -0.2631 |  | 0.3131 |  |  |  | 0
[10 empty] | -0.28045 |  | 0.33045 |  |  |  | 0
[10 empty] | -0.27305 |  | 0.32305 |  |  |  | 0
[10 empty] | -0.29716 |  | 0.34716 |  |  |  | 0
[10 empty] | -0.27957 |  | 0.32957 |  |  |  | 0
[10 empty] | -0.24025 |  | 0.29025 |  |  |  | 0
[10 empty] | -0.19311 |  | 0.24311 |  |  |  | 0
[10 empty] | -0.15015 |  | 0.20015 |  |  |  | 0
[10 empty] | -0.10896 |  | 0.15896 |  |  |  | 0
[10 empty] | -0.10431 |  | 0.15431 |  |  |  | 0
[10 empty] | -0.057333 |  | 0.10733 |  |  |  | 0
[10 empty] | -0.079318 |  | 0.12932 |  |  |  | 0
[10 empty] | -0.069035 |  | 0.11903 |  |  |  | 0
[10 empty] | -0.064702 |  | 0.1147 |  |  |  | 0
[10 empty] | -0.11081 |  | 0.16081 |  |  |  | 0
[10 empty] | -0.10115 |  | 0.15115 |  |  |  | 0
[10 empty] | -0.12271 |  | 0.17271 |  |  |  | 0
[10 empty] | -0.10272 |  | 0.15272 |  |  |  | 0
[10 empty] | -0.13094 |  | 0.18094 |  |  |  | 0
[10 empty] | -0.10193 |  | 0.15193 |  |  |  | 0
[10 empty] | -0.096233 |  | 0.14623 |  |  |  | 0
[10 empty] | -0.10359 |  | 0.15359 |  |  |  | 0
[10 empty] | -0.10453 |  | 0.15453 |  |  |  | 0
[10 empty] | -0.11832 |  | 0.16832 |  |  |  | 0
[10 empty] | -0.15072 |  | 0.20072 |  |  |  | 0
[10 empty] | -0.12598 |  | 0.17598 |  |  |  | 0
[10 empty] | -0.095216 |  | 0.14522 |  |  |  | 0
[10 empty] | -0.086682 |  | 0.13668 |  |  |  | 0
[10 empty] | -0.09929 |  | 0.14929 |  |  |  | 0
[10 empty] | -0.11125 |  | 0.16125 |  |  |  | 0
[10 empty] | -0.086949 |  | 0.13695 |  |  |  | 0
[10 empty] | -0.067554 |  | 0.11755 |  |  |  | 0
[10 empty] | -0.047195 |  | 0.097195 |  |  |  | 0
[10 empty] | -0.0038418 |  | 0.053842 |  |  |  | 0
[10 empty] | -0.012386 |  | 0.062386 |  |  |  | 0
[10 empty] | -0.020877 |  | 0.070877 |  |  |  | 0
[10 empty] | -0.049904 |  | 0.099904 |  |  |  | 0
[10 empty] | -0.034716 |  | 0.084716 |  |  |  | 0
[10 empty] | -0.013895 |  | 0.063895 |  |  |  | 0
[10 empty] | -0.0096098 |  | 0.05961 |  |  |  | 0
[10 empty] | -0.0073042 |  | 0.057304 |  |  |  | 0
[10 empty] | -0.004229 |  | 0.054229 |  |  |  | 0
[10 empty] | -0.0093563 |  | 0.059356 |  |  |  | 0
[10 empty] | -0.0093363 |  | 0.059336 |  |  |  | 0
[10 empty] | -0.059214 |  | 0.10921 |  |  |  | 0
[10 empty] | -0.014587 |  | 0.064587 |  |  |  | 0
[10 empty] | -0.025486 |  | 0.075486 |  |  |  | 0
[10 empty] | -0.021341 |  | 0.071341 |  |  |  | 0
[10 empty] | -0.048763 |  | 0.098763 |  |  |  | 0
[10 empty] | -0.049754 |  | 0.099754 |  |  |  | 0
[10 empty] | -0.041618 |  | 0.091618 |  |  |  | 0
[10 empty] | -0.051575 |  | 0.10157 |  |  |  | 0
[10 empty] | -0.054455 |  | 0.10445 |  |  |  | 0
[10 empty] | -0.03955 |  | 0.08955 |  |  |  | 0
[10 empty] | -0.011808 |  | 0.061808 |  |  |  | 0
[10 empty] | -0.018173 |  | 0.068173 |  |  |  | 0
[10 empty] | -0.025195 |  | 0.075195 |  |  |  | 0
[10 empty] | -0.017611 |  | 0.067611 |  |  |  | 0
[10 empty] | -0.017678 |  | 0.067678 |  |  |  | 0
[10 empty] | -0.020065 |  | 0.070065 |  |  |  | 0
[10 empty] | -0.0079104 |  | 0.05791 |  |  |  | 0
[10 empty] | -0.038387 |  | 0.088387 |  |  |  | 0
[10 empty] | -0.036019 |  | 0.086019 |  |  |  | 0
[10 empty] | -0.05862 |  | 0.10862 |  |  |  | 0
[10 empty] | -0.0779 |  | 0.1279 |  |  |  | 0
[10 empty] | -0.081877 |  | 0.13188 |  |  |  | 0
[10 empty] | -0.10113 |  | 0.15113 |  |  |  | 0
[10 empty] | -0.11344 |  | 0.16344 |  |  |  | 0
[10 empty] | -0.096172 |  | 0.14617 |  |  |  | 0
[10 empty] | -0.1078 |  | 0.1578 |  |  |  | 0
[10 empty] | -0.077406 |  | 0.12741 |  |  |  | 0
[10 empty] | -0.097016 |  | 0.14702 |  |  |  | 0
[10 empty] | -0.089178 |  | 0.13918 |  |  |  | 0
[10 empty] | -0.13824 |  | 0.18824 |  |  |  | 0
[10 empty] | -0.11782 |  | 0.16782 |  |  |  | 0
[10 empty] | -0.13522 |  | 0.18522 |  |  |  | 0
[10 empty] | -0.13652 |  | 0.18652 |  |  |  | 0
[10 empty] | -0.11868 |  | 0.16868 |  |  |  | 0
[10 empty] | -0.080355 |  | 0.13035 |  |  |  | 0
[10 empty] | -0.10671 |  | 0.15671 |  |  |  | 0
[10 empty] | -0.12358 |  | 0.17358 |  |  |  | 0
[10 empty] | -0.087382 |  | 0.13738 |  |  |  | 0
[10 empty] | -0.11594 |  | 0.16594 |  |  |  | 0
[10 empty] | -0.079984 |  | 0.12998 |  |  |  | 0
[10 empty] | -0.12283 |  | 0.17283 |  |  |  | 0
[10 empty] | -0.15201 |  | 0.20201 |  |  |  | 0
[10 empty] | -0.15799 |  | 0.20799 |  |  |  | 0
[10 empty] | -0.16784 |  | 0.21784 |  |  |  | 0
[10 empty] | -0.13721 |  | 0.18721 |  |  |  | 0
[10 empty] | -0.16319 |  | 0.21319 |  |  |  | 0
[10 empty] | -0.17445 |  | 0.22445 |  |  |  | 0
[10 empty] | -0.17655 |  | 0.22655 |  |  |  | 0
[10 empty] | -0.20933 |  | 0.25933 |  |  |  | 0
[10 empty] | -0.2313 |  | 0.2813 |  |  |  | 0
[10 empty] | -0.26424 |  | 0.31424 |  |  |  | 0
[10 empty] | -0.28801 |  | 0.33801 |  |  |  | 0
[10 empty] | -0.32203 |  | 0.37203 |  |  |  | 0
[10 empty] | -0.28796 |  | 0.33796 |  |  |  | 0
[10 empty] | -0.31789 |  | 0.36789 |  |  |  | 0
[10 empty] | -0.35791 |  | 0.40791 |  |  |  | 0
[10 empty] | -0.31128 |  | 0.36128 |  |  |  | 0
[10 empty] | -0.2831 |  | 0.3331 |  |  |  | 0
[10 empty] | -0.31027 |  | 0.36027 |  |  |  | 0
[10 empty] | -0.28614 |  | 0.33614 |  |  |  | 0
[10 empty] | -0.25326 |  | 0.30326 |  |  |  | 0
[10 empty] | -0.24356 |  | 0.29356 |  |  |  | 0
[10 empty] | -0.25365 |  | 0.30365 |  |  |  | 0
[10 empty] | -0.29801 |  | 0.34801 |  |  |  | 0
[10 empty] | -0.30493 |  | 0.35493 |  |  |  | 0
[10 empty] | -0.25722 |  | 0.30722 |  |  |  | 0
[10 empty] | -0.27504 |  | 0.32504 |  |  |  | 0
[10 empty] | -0.25714 |  | 0.30714 |  |  |  | 0
[10 empty] | -0.21513 |  | 0.26513 |  |  |  | 0
[10 empty] | -0.19448 |  | 0.24448 |  |  |  | 0
[10 empty] | -0.20582 |  | 0.25582 |  |  |  | 0
[10 empty] | -0.197 |  | 0.247 |  |  |  | 0
[10 empty] | -0.16888 |  | 0.21888 |  |  |  | 0
[10 empty] | -0.13536 |  | 0.18536 |  |  |  | 0
[10 empty] | -0.17312 |  | 0.22312 |  |  |  | 0
[10 empty] | -0.13963 |  | 0.18963 |  |  |  | 0
[10 empty] | -0.11909 |  | 0.16909 |  |  |  | 0
[10 empty] | -0.11618 |  | 0.16618 |  |  |  | 0
[10 empty] | -0.14271 |  | 0.19271 |  |  |  | 0
[10 empty] | -0.094714 |  | 0.14471 |  |  |  | 0
[10 empty] | -0.050639 |  | 0.10064 |  |  |  | 0
[10 empty] | -0.03771 |  | 0.08771 |  |  |  | 0
[10 empty] | -0.086207 |  | 0.13621 |  |  |  | 0
[10 empty] | -0.042181 |  | 0.092181 |  |  |  | 0
[10 empty] | -0.02206 |  | 0.07206 |  |  |  | 0
[10 empty] | -0.01221 |  | 0.06221 |  |  |  | 0
[10 empty] | -0.060401 |  | 0.1104 |  |  |  | 0
[10 empty] | -0.033699 |  | 0.083699 |  |  |  | 0
[10 empty] | -0.011644 |  | 0.061644 |  |  |  | 0
[10 empty] | -0.024891 |  | 0.074891 |  |  |  | 0
[10 empty] | -0.014276 |  | 0.064276 |  |  |  | 0
[10 empty] | -0.044004 |  | 0.094004 |  |  |  | 0
[10 empty] | -0.085543 |  | 0.13554 |  |  |  | 0
[10 empty] | -0.13102 |  | 0.18102 |  |  |  | 0
[10 empty] | -0.10877 |  | 0.15877 |  |  |  | 0
[10 empty] | -0.10828 |  | 0.15828 |  |  |  | 0
[10 empty] | -0.11823 |  | 0.16823 |  |  |  | 0
[10 empty] | -0.079545 |  | 0.12954 |  |  |  | 0
[10 empty] | -0.069999 |  | 0.12 |  |  |  | 0
[10 empty] | -0.0335 |  | 0.0835 |  |  |  | 0
[10 empty] | -0.069732 |  | 0.11973 |  |  |  | 0
[10 empty] | -0.020795 |  | 0.070795 |  |  |  | 0
[10 empty] | -0.049207 |  | 0.099207 |  |  |  | 0
[10 empty] | -0.015412 |  | 0.065412 |  |  |  | 0
[10 empty] | -0.058572 |  | 0.10857 |  |  |  | 0
[10 empty] | -0.063105 |  | 0.11311 |  |  |  | 0
[10 empty] | -0.016633 |  | 0.066633 |  |  |  | 0
[10 empty] | -0.026041 |  | 0.076041 |  |  |  | 0
[10 empty] | -0.052163 |  | 0.10216 |  |  |  | 0
[10 empty] | -0.027589 |  | 0.077589 |  |  |  | 0
[10 empty] | -0.037743 |  | 0.087743 |  |  |  | 0
[10 empty] | -0.022426 |  | 0.072426 |  |  |  | 0
[10 empty] | -0.037766 |  | 0.087766 |  |  |  | 0
[10 empty] | -0.042333 |  | 0.092333 |  |  |  | 0
[10 empty] | -0.051863 |  | 0.10186 |  |  |  | 0
[10 empty] | -0.0036192 |  | 0.053619 |  |  |  | 0
[10 empty] | -0.012855 |  | 0.062855 |  |  |  | 0
[10 empty] | -0.015634 |  | 0.065634 |  |  |  | 0
[10 empty] | -0.021299 |  | 0.071299 |  |  |  | 0
[10 empty] | -0.049318 |  | 0.099318 |  |  |  | 0
[10 empty] | -0.054845 |  | 0.10485 |  |  |  | 0
[10 empty] | -0.049303 |  | 0.099303 |  |  |  | 0
[10 empty] | -0.0064884 |  | 0.056488 |  |  |  | 0
[10 empty] | -0.046927 |  | 0.096927 |  |  |  | 0
[10 empty] | -0.05841 |  | 0.10841 |  |  |  | 0
[10 empty] | -0.064952 |  | 0.11495 |  |  |  | 0
[10 empty] | -0.015917 |  | 0.065917 |  |  |  | 0
[10 empty] | -0.0047627 |  | 0.054763 |  |  |  | 0
[10 empty] | -0.0087207 |  | 0.058721 |  |  |  | 0
[10 empty] | -0.028673 |  | 0.078673 |  |  |  | 0
[10 empty] | -0.01185 |  | 0.06185 |  |  |  | 0
[10 empty] | -0.034931 |  | 0.084931 |  |  |  | 0
[10 empty] | -0.021049 |  | 0.071049 |  |  |  | 0
[10 empty] | -0.0087592 |  | 0.058759 |  |  |  | 0
[10 empty] | -0.012832 |  | 0.062832 |  |  |  | 0
[10 empty] | -0.0053774 |  | 0.055377 |  |  |  | 0
[10 empty] | -0.045586 |  | 0.095586 |  |  |  | 0
[10 empty] | -0.00072636 |  | 0.050726 |  |  |  | 0
[10 empty] | -0.035959 |  | 0.085959 |  |  |  | 0
[10 empty] | -0.057023 |  | 0.10702 |  |  |  | 0
[10 empty] | -0.090016 |  | 0.14002 |  |  |  | 0
[10 empty] | -0.13704 |  | 0.18704 |  |  |  | 0
[10 empty] | -0.096268 |  | 0.14627 |  |  |  | 0
[10 empty] | -0.091595 |  | 0.1416 |  |  |  | 0
[10 empty] | -0.087663 |  | 0.13766 |  |  |  | 0
[10 empty] | -0.082608 |  | 0.13261 |  |  |  | 0
[10 empty] | -0.11215 |  | 0.16215 |  |  |  | 0
[10 empty] | -0.12817 |  | 0.17817 |  |  |  | 0
[10 empty] | -0.13261 |  | 0.18261 |  |  |  | 0
[10 empty] | -0.14703 |  | 0.19703 |  |  |  | 0
[10 empty] | -0.16701 |  | 0.21701 |  |  |  | 0
[10 empty] | -0.13997 |  | 0.18997 |  |  |  | 0
[10 empty] | -0.13405 |  | 0.18405 |  |  |  | 0
[10 empty] | -0.13875 |  | 0.18875 |  |  |  | 0
[10 empty] | -0.15856 |  | 0.20856 |  |  |  | 0
[10 empty] | -0.20559 |  | 0.25559 |  |  |  | 0
[10 empty] | -0.20826 |  | 0.25826 |  |  |  | 0
[10 empty] | -0.16505 |  | 0.21505 |  |  |  | 0
[10 empty] | -0.12811 |  | 0.17811 |  |  |  | 0
[10 empty] | -0.16554 |  | 0.21554 |  |  |  | 0
[10 empty] | -0.12165 |  | 0.17165 |  |  |  | 0
[10 empty] | -0.092686 |  | 0.14269 |  |  |  | 0
[10 empty] | -0.11057 |  | 0.16057 |  |  |  | 0
[10 empty] | -0.12849 |  | 0.17849 |  |  |  | 0
[10 empty] | -0.12455 |  | 0.17455 |  |  |  | 0
[10 empty] | -0.13337 |  | 0.18337 |  |  |  | 0
[10 empty] | -0.17123 |  | 0.22123 |  |  |  | 0
[10 empty] | -0.1275 |  | 0.1775 |  |  |  | 0
[10 empty] | -0.14191 |  | 0.19191 |  |  |  | 0
[10 empty] | -0.12783 |  | 0.17783 |  |  |  | 0
[10 empty] | -0.1072 |  | 0.1572 |  |  |  | 0
[10 empty] | -0.14648 |  | 0.19648 |  |  |  | 0
[10 empty] | -0.14106 |  | 0.19106 |  |  |  | 0
[10 empty] | -0.12751 |  | 0.17751 |  |  |  | 0
[10 empty] | -0.090203 |  | 0.1402 |  |  |  | 0
[10 empty] | -0.11349 |  | 0.16349 |  |  |  | 0
[10 empty] | -0.10104 |  | 0.15104 |  |  |  | 0
[10 empty] | -0.11634 |  | 0.16634 |  |  |  | 0
[10 empty] | -0.15647 |  | 0.20647 |  |  |  | 0
[10 empty] | -0.20165 |  | 0.25165 |  |  |  | 0
[10 empty] | -0.18757 |  | 0.23757 |  |  |  | 0
[10 empty] | -0.19172 |  | 0.24172 |  |  |  | 0
[10 empty] | -0.23721 |  | 0.28721 |  |  |  | 0
[10 empty] | -0.28612 |  | 0.33612 |  |  |  | 0
[10 empty] | -0.24983 |  | 0.29983 |  |  |  | 0
[10 empty] | -0.25516 |  | 0.30516 |  |  |  | 0
[10 empty] | -0.20677 |  | 0.25677 |  |  |  | 0
[10 empty] | -0.20227 |  | 0.25227 |  |  |  | 0
[10 empty] | -0.19834 |  | 0.24834 |  |  |  | 0
[10 empty] | -0.15934 |  | 0.20934 |  |  |  | 0
[10 empty] | -0.1156 |  | 0.1656 |  |  |  | 0
[10 empty] | -0.13523 |  | 0.18523 |  |  |  | 0
[10 empty] | -0.10968 |  | 0.15968 |  |  |  | 0
[10 empty] | -0.10341 |  | 0.15341 |  |  |  | 0
[10 empty] | -0.084696 |  | 0.1347 |  |  |  | 0
[10 empty] | -0.08061 |  | 0.13061 |  |  |  | 0
[10 empty] | -0.054008 |  | 0.10401 |  |  |  | 0
[10 empty] | -0.08308 |  | 0.13308 |  |  |  | 0
[10 empty] | -0.072701 |  | 0.1227 |  |  |  | 0
[10 empty] | -0.070174 |  | 0.12017 |  |  |  | 0
[10 empty] | -0.092787 |  | 0.14279 |  |  |  | 0
[10 empty] | -0.059592 |  | 0.10959 |  |  |  | 0
[10 empty] | -0.012535 |  | 0.062535 |  |  |  | 0
[10 empty] | -0.0056981 |  | 0.055698 |  |  |  | 0
[10 empty] | -0.033448 |  | 0.083448 |  |  |  | 0
[10 empty] | -0.068287 |  | 0.11829 |  |  |  | 0
[10 empty] | -0.019265 |  | 0.069265 |  |  |  | 0
[10 empty] | -0.010007 |  | 0.060007 |  |  |  | 0
[10 empty] | -0.00068879 |  | 0.050689 |  |  |  | 0
[10 empty] | -0.047361 |  | 0.097361 |  |  |  | 0
[10 empty] | -0.034496 |  | 0.084496 |  |  |  | 0
[10 empty] | -0.077474 |  | 0.12747 |  |  |  | 0
[10 empty] | -0.03611 |  | 0.08611 |  |  |  | 0
[10 empty] | -0.045574 |  | 0.095574 |  |  |  | 0
[10 empty] | -0.059632 |  | 0.10963 |  |  |  | 0
[10 empty] | -0.016555 |  | 0.066555 |  |  |  | 0
[10 empty] | -0.056999 |  | 0.107 |  |  |  | 0
[10 empty] | -0.094256 |  | 0.14426 |  |  |  | 0
[10 empty] | -0.095715 |  | 0.14571 |  |  |  | 0
[10 empty] | -0.10353 |  | 0.15353 |  |  |  | 0
[10 empty] | -0.10926 |  | 0.15926 |  |  |  | 0
[10 empty] | -0.1114 |  | 0.1614 |  |  |  | 0
[10 empty] | -0.11478 |  | 0.16478 |  |  |  | 0
[10 empty] | -0.096612 |  | 0.14661 |  |  |  | 0
[10 empty] | -0.12625 |  | 0.17625 |  |  |  | 0
[10 empty] | -0.10605 |  | 0.15605 |  |  |  | 0
[10 empty] | -0.057826 |  | 0.10783 |  |  |  | 0
[10 empty] | -0.023904 |  | 0.073904 |  |  |  | 0
[10 empty] | -0.0016279 |  | 0.051628 |  |  |  | 0
[10 empty] | -0.025769 |  | 0.075769 |  |  |  | 0
[10 empty] | -0.014325 |  | 0.064325 |  |  |  | 0
[10 empty] | -0.0063301 |  | 0.05633 |  |  |  | 0
[10 empty] | -0.032071 |  | 0.082071 |  |  |  | 0
[10 empty] | -0.072124 |  | 0.12212 |  |  |  | 0
[10 empty] | -0.10894 |  | 0.15894 |  |  |  | 0
[10 empty] | -0.088901 |  | 0.1389 |  |  |  | 0
[10 empty] | -0.064468 |  | 0.11447 |  |  |  | 0
[10 empty] | -0.043816 |  | 0.093816 |  |  |  | 0
[10 empty] | -0.085305 |  | 0.1353 |  |  |  | 0
[10 empty] | -0.046303 |  | 0.096303 |  |  |  | 0
[10 empty] | -0.078527 |  | 0.12853 |  |  |  | 0
[10 empty] | -0.06944 |  | 0.11944 |  |  |  | 0
[10 empty] | -0.076422 |  | 0.12642 |  |  |  | 0
[10 empty] | -0.027055 |  | 0.077055 |  |  |  | 0
[10 empty] | -0.012046 |  | 0.062046 |  |  |  | 0
[10 empty] | -0.018833 |  | 0.068833 |  |  |  | 0
[10 empty] | -0.0043368 |  | 0.054337 |  |  |  | 0
[10 empty] | -0.028364 |  | 0.078364 |  |  |  | 0
[10 empty] | -0.057656 |  | 0.10766 |  |  |  | 0
[10 empty] | -0.01948 |  | 0.06948 |  |  |  | 0
[10 empty] | -0.0015928 |  | 0.051593 |  |  |  | 0
[10 empty] | -0.02359 |  | 0.07359 |  |  |  | 0
[10 empty] | -0.011703 |  | 0.061703 |  |  |  | 0
[10 empty] | -0.025384 |  | 0.075384 |  |  |  | 0
[10 empty] | -0.058785 |  | 0.10878 |  |  |  | 0
[10 empty] | -0.10559 |  | 0.15559 |  |  |  | 0
[10 empty] | -0.080314 |  | 0.13031 |  |  |  | 0
[10 empty] | -0.11871 |  | 0.16871 |  |  |  | 0
[10 empty] | -0.08602 |  | 0.13602 |  |  |  | 0
[10 empty] | -0.095263 |  | 0.14526 |  |  |  | 0
[10 empty] | -0.11952 |  | 0.16952 |  |  |  | 0
[10 empty] | -0.10581 |  | 0.15581 |  |  |  | 0
[10 empty] | -0.10531 |  | 0.15531 |  |  |  | 0
[10 empty] | -0.12277 |  | 0.17277 |  |  |  | 0
[10 empty] | -0.15296 |  | 0.20296 |  |  |  | 0
[10 empty] | -0.17512 |  | 0.22512 |  |  |  | 0
[10 empty] | -0.15068 |  | 0.20068 |  |  |  | 0
[10 empty] | -0.14559 |  | 0.19559 |  |  |  | 0
[10 empty] | -0.15743 |  | 0.20743 |  |  |  | 0
[10 empty] | -0.12058 |  | 0.17058 |  |  |  | 0
[10 empty] | -0.10418 |  | 0.15418 |  |  |  | 0
[10 empty] | -0.078483 |  | 0.12848 |  |  |  | 0
[10 empty] | -0.053706 |  | 0.10371 |  |  |  | 0
[10 empty] | -0.018178 |  | 0.068178 |  |  |  | 0
[10 empty] | -0.025063 |  | 0.075063 |  |  |  | 0
[10 empty] | -0.051255 |  | 0.10126 |  |  |  | 0
[10 empty] | -0.090468 |  | 0.14047 |  |  |  | 0
[10 empty] | -0.13234 |  | 0.18234 |  |  |  | 0
[10 empty] | -0.1221 |  | 0.1721 |  |  |  | 0
[10 empty] | -0.10553 |  | 0.15553 |  |  |  | 0
[10 empty] | -0.10653 |  | 0.15653 |  |  |  | 0
[10 empty] | -0.072944 |  | 0.12294 |  |  |  | 0
[10 empty] | -0.1002 |  | 0.1502 |  |  |  | 0
[10 empty] | -0.14999 |  | 0.19999 |  |  |  | 0
[10 empty] | -0.17855 |  | 0.22855 |  |  |  | 0
[10 empty] | -0.17547 |  | 0.22547 |  |  |  | 0
[10 empty] | -0.15409 |  | 0.20409 |  |  |  | 0
[10 empty] | -0.15356 |  | 0.20356 |  |  |  | 0
[10 empty] | -0.17693 |  | 0.22693 |  |  |  | 0
[10 empty] | -0.21686 |  | 0.26686 |  |  |  | 0
[10 empty] | -0.19778 |  | 0.24778 |  |  |  | 0
[10 empty] | -0.21337 |  | 0.26337 |  |  |  | 0
[10 empty] | -0.24941 |  | 0.29941 |  |  |  | 0
[10 empty] | -0.21096 |  | 0.26096 |  |  |  | 0
[10 empty] | -0.22099 |  | 0.27099 |  |  |  | 0
[10 empty] | -0.24151 |  | 0.29151 |  |  |  | 0
[10 empty] | -0.19838 |  | 0.24838 |  |  |  | 0
[10 empty] | -0.19492 |  | 0.24492 |  |  |  | 0
[10 empty] | -0.21615 |  | 0.26615 |  |  |  | 0
[10 empty] | -0.20115 |  | 0.25115 |  |  |  | 0
[10 empty] | -0.16568 |  | 0.21568 |  |  |  | 0
[10 empty] | -0.14013 |  | 0.19013 |  |  |  | 0
[10 empty] | -0.13553 |  | 0.18553 |  |  |  | 0
[10 empty] | -0.18099 |  | 0.23099 |  |  |  | 0
[10 empty] | -0.16885 |  | 0.21885 |  |  |  | 0
[10 empty] | -0.18985 |  | 0.23985 |  |  |  | 0
[10 empty] | -0.15631 |  | 0.20631 |  |  |  | 0
[10 empty] | -0.178 |  | 0.228 |  |  |  | 0
[10 empty] | -0.13074 |  | 0.18074 |  |  |  | 0
[10 empty] | -0.12634 |  | 0.17634 |  |  |  | 0
[10 empty] | -0.12083 |  | 0.17083 |  |  |  | 0
[10 empty] | -0.087332 |  | 0.13733 |  |  |  | 0
[10 empty] | -0.096873 |  | 0.14687 |  |  |  | 0
[10 empty] | -0.13058 |  | 0.18058 |  |  |  | 0
[10 empty] | -0.081092 |  | 0.13109 |  |  |  | 0
[10 empty] | -0.10987 |  | 0.15987 |  |  |  | 0
[10 empty] | -0.092667 |  | 0.14267 |  |  |  | 0
[10 empty] | -0.077359 |  | 0.12736 |  |  |  | 0
[10 empty] | -0.059852 |  | 0.10985 |  |  |  | 0
[10 empty] | -0.027309 |  | 0.077309 |  |  |  | 0
[10 empty] | -0.02222 |  | 0.07222 |  |  |  | 0
[10 empty] | -0.030525 |  | 0.080525 |  |  |  | 0
[10 empty] | -0.044914 |  | 0.094914 |  |  |  | 0
[10 empty] | -0.03597 |  | 0.08597 |  |  |  | 0
[10 empty] | -0.047829 |  | 0.097829 |  |  |  | 0
[10 empty] | -0.0034668 |  | 0.053467 |  |  |  | 0
[10 empty] | -0.044441 |  | 0.094441 |  |  |  | 0
[10 empty] | -0.0010407 |  | 0.051041 |  |  |  | 0
[10 empty] | -0.01254 |  | 0.06254 |  |  |  | 0
[10 empty] | -0.0093325 |  | 0.059333 |  |  |  | 0
[10 empty] | -0.016037 |  | 0.066037 |  |  |  | 0
[10 empty] | -0.0021454 |  | 0.052145 |  |  |  | 0
[10 empty] | -0.0072826 |  | 0.057283 |  |  |  | 0
[10 empty] | -0.01797 |  | 0.06797 |  |  |  | 0
[10 empty] | -0.0018135 |  | 0.051814 |  |  |  | 0
[10 empty] | -0.014851 |  | 0.064851 |  |  |  | 0
[10 empty] | -0.041984 |  | 0.091984 |  |  |  | 0
[10 empty] | -0.053232 |  | 0.10323 |  |  |  | 0
[10 empty] | -0.081538 |  | 0.13154 |  |  |  | 0
[10 empty] | -0.074143 |  | 0.12414 |  |  |  | 0
[10 empty] | -0.076639 |  | 0.12664 |  |  |  | 0
[10 empty] | -0.12358 |  | 0.17358 |  |  |  | 0
[10 empty] | -0.17043 |  | 0.22043 |  |  |  | 0
[10 empty] | -0.13258 |  | 0.18258 |  |  |  | 0
[10 empty] | -0.14979 |  | 0.19979 |  |  |  | 0
[10 empty] | -0.13014 |  | 0.18014 |  |  |  | 0
[10 empty] | -0.14306 |  | 0.19306 |  |  |  | 0
[10 empty] | -0.1269 |  | 0.1769 |  |  |  | 0
[10 empty] | -0.13537 |  | 0.18537 |  |  |  | 0
[10 empty] | -0.093779 |  | 0.14378 |  |  |  | 0
[10 empty] | -0.065665 |  | 0.11567 |  |  |  | 0
[10 empty] | -0.091214 |  | 0.14121 |  |  |  | 0
[10 empty] | -0.058781 |  | 0.10878 |  |  |  | 0
[10 empty] | -0.033145 |  | 0.083145 |  |  |  | 0
[10 empty] | -0.035328 |  | 0.085328 |  |  |  | 0
[10 empty] | -0.032778 |  | 0.082778 |  |  |  | 0
[10 empty] | -0.0041323 |  | 0.054132 |  |  |  | 0
[10 empty] | -0.025727 |  | 0.075727 |  |  |  | 0
[10 empty] | -0.064598 |  | 0.1146 |  |  |  | 0
[10 empty] | -0.10824 |  | 0.15824 |  |  |  | 0
[10 empty] | -0.13805 |  | 0.18805 |  |  |  | 0
[10 empty] | -0.13624 |  | 0.18624 |  |  |  | 0
[10 empty] | -0.12089 |  | 0.17089 |  |  |  | 0
[10 empty] | -0.15533 |  | 0.20533 |  |  |  | 0
[10 empty] | -0.13124 |  | 0.18124 |  |  |  | 0
[10 empty] | -0.084367 |  | 0.13437 |  |  |  | 0
[10 empty] | -0.055087 |  | 0.10509 |  |  |  | 0
[10 empty] | -0.10054 |  | 0.15054 |  |  |  | 0
[10 empty] | -0.1372 |  | 0.1872 |  |  |  | 0
[10 empty] | -0.12361 |  | 0.17361 |  |  |  | 0
[10 empty] | -0.1373 |  | 0.1873 |  |  |  | 0
[10 empty] | -0.1034 |  | 0.1534 |  |  |  | 0
[10 empty] | -0.14898 |  | 0.19898 |  |  |  | 0
[10 empty] | -0.19149 |  | 0.24149 |  |  |  | 0
[10 empty] | -0.2312 |  | 0.2812 |  |  |  | 0
[10 empty] | -0.23433 |  | 0.28433 |  |  |  | 0
[10 empty] | -0.18543 |  | 0.23543 |  |  |  | 0
[10 empty] | -0.13588 |  | 0.18588 |  |  |  | 0
[10 empty] | -0.14804 |  | 0.19804 |  |  |  | 0
[10 empty] | -0.16978 |  | 0.21978 |  |  |  | 0
[10 empty] | -0.18879 |  | 0.23879 |  |  |  | 0
[10 empty] | -0.16398 |  | 0.21398 |  |  |  | 0
[10 empty] | -0.18125 |  | 0.23125 |  |  |  | 0
[10 empty] | -0.19986 |  | 0.24986 |  |  |  | 0
[10 empty] | -0.22646 |  | 0.27646 |  |  |  | 0
[10 empty] | -0.25608 |  | 0.30608 |  |  |  | 0
[10 empty] | -0.25993 |  | 0.30993 |  |  |  | 0
[10 empty] | -0.25503 |  | 0.30503 |  |  |  | 0
[10 empty] | -0.26793 |  | 0.31793 |  |  |  | 0
[10 empty] | -0.2285 |  | 0.2785 |  |  |  | 0
[10 empty] | -0.202 |  | 0.252 |  |  |  | 0
[10 empty] | -0.16425 |  | 0.21425 |  |  |  | 0
[10 empty] | -0.16185 |  | 0.21185 |  |  |  | 0
[10 empty] | -0.16307 |  | 0.21307 |  |  |  | 0
[10 empty] | -0.17638 |  | 0.22638 |  |  |  | 0
[10 empty] | -0.20781 |  | 0.25781 |  |  |  | 0
[10 empty] | -0.17166 |  | 0.22166 |  |  |  | 0
[10 empty] | -0.21319 |  | 0.26319 |  |  |  | 0
[10 empty] | -0.20561 |  | 0.25561 |  |  |  | 0
[10 empty] | -0.24607 |  | 0.29607 |  |  |  | 0
[10 empty] | -0.28244 |  | 0.33244 |  |  |  | 0
[10 empty] | -0.25394 |  | 0.30394 |  |  |  | 0
[10 empty] | -0.22548 |  | 0.27548 |  |  |  | 0
[10 empty] | -0.20653 |  | 0.25653 |  |  |  | 0
[10 empty] | -0.1797 |  | 0.2297 |  |  |  | 0
[10 empty] | -0.13282 |  | 0.18282 |  |  |  | 0
[10 empty] | -0.15125 |  | 0.20125 |  |  |  | 0
[10 empty] | -0.17426 |  | 0.22426 |  |  |  | 0
[10 empty] | -0.19159 |  | 0.24159 |  |  |  | 0
[10 empty] | -0.18262 |  | 0.23262 |  |  |  | 0
[10 empty] | -0.18969 |  | 0.23969 |  |  |  | 0
[10 empty] | -0.1559 |  | 0.2059 |  |  |  | 0
[10 empty] | -0.20037 |  | 0.25037 |  |  |  | 0
[10 empty] | -0.20698 |  | 0.25698 |  |  |  | 0
[10 empty] | -0.22866 |  | 0.27866 |  |  |  | 0
[10 empty] | -0.23578 |  | 0.28578 |  |  |  | 0
[10 empty] | -0.18665 |  | 0.23665 |  |  |  | 0
[10 empty] | -0.14377 |  | 0.19377 |  |  |  | 0
[10 empty] | -0.15458 |  | 0.20458 |  |  |  | 0
[10 empty] | -0.16823 |  | 0.21823 |  |  |  | 0
[10 empty] | -0.17276 |  | 0.22276 |  |  |  | 0
[10 empty] | -0.20256 |  | 0.25256 |  |  |  | 0
[10 empty] | -0.2338 |  | 0.2838 |  |  |  | 0
[10 empty] | -0.19902 |  | 0.24902 |  |  |  | 0
[10 empty] | -0.20835 |  | 0.25835 |  |  |  | 0
[10 empty] | -0.183 |  | 0.233 |  |  |  | 0
[10 empty] | -0.20925 |  | 0.25925 |  |  |  | 0
[10 empty] | -0.23575 |  | 0.28575 |  |  |  | 0
[10 empty] | -0.23721 |  | 0.28721 |  |  |  | 0
[10 empty] | -0.22638 |  | 0.27638 |  |  |  | 0
[10 empty] | -0.25114 |  | 0.30114 |  |  |  | 0
[10 empty] | -0.26934 |  | 0.31934 |  |  |  | 0
[10 empty] | -0.24203 |  | 0.29203 |  |  |  | 0
[10 empty] | -0.24852 |  | 0.29852 |  |  |  | 0
[10 empty] | -0.27574 |  | 0.32574 |  |  |  | 0
[10 empty] | -0.27786 |  | 0.32786 |  |  |  | 0
[10 empty] | -0.27375 |  | 0.32375 |  |  |  | 0
[10 empty] | -0.31926 |  | 0.36926 |  |  |  | 0
[10 empty] | -0.36062 |  | 0.41062 |  |  |  | 0
[10 empty] | -0.33438 |  | 0.38438 |  |  |  | 0
[10 empty] | -0.30312 |  | 0.35312 |  |  |  | 0
[10 empty] | -0.347 |  | 0.397 |  |  |  | 0
[10 empty] | -0.30344 |  | 0.35344 |  |  |  | 0
[10 empty] | -0.25551 |  | 0.30551 |  |  |  | 0
[10 empty] | -0.25331 |  | 0.30331 |  |  |  | 0
[10 empty] | -0.22105 |  | 0.27105 |  |  |  | 0
[10 empty] | -0.1811 |  | 0.2311 |  |  |  | 0
[10 empty] | -0.14543 |  | 0.19543 |  |  |  | 0
[10 empty] | -0.13318 |  | 0.18318 |  |  |  | 0
[10 empty] | -0.17207 |  | 0.22207 |  |  |  | 0
[10 empty] | -0.16745 |  | 0.21745 |  |  |  | 0
[10 empty] | -0.14818 |  | 0.19818 |  |  |  | 0
[10 empty] | -0.12942 |  | 0.17942 |  |  |  | 0
[10 empty] | -0.13327 |  | 0.18327 |  |  |  | 0
[10 empty] | -0.15282 |  | 0.20282 |  |  |  | 0
[10 empty] | -0.13596 |  | 0.18596 |  |  |  | 0
[10 empty] | -0.17184 |  | 0.22184 |  |  |  | 0
[10 empty] | -0.21991 |  | 0.26991 |  |  |  | 0
[10 empty] | -0.19592 |  | 0.24592 |  |  |  | 0
[10 empty] | -0.23399 |  | 0.28399 |  |  |  | 0
[10 empty] | -0.24855 |  | 0.29855 |  |  |  | 0
[10 empty] | -0.2824 |  | 0.3324 |  |  |  | 0
[10 empty] | -0.30758 |  | 0.35758 |  |  |  | 0
[10 empty] | -0.29715 |  | 0.34715 |  |  |  | 0
[10 empty] | -0.26981 |  | 0.31981 |  |  |  | 0
[10 empty] | -0.29503 |  | 0.34503 |  |  |  | 0
[10 empty] | -0.2451 |  | 0.2951 |  |  |  | 0
[10 empty] | -0.2735 |  | 0.3235 |  |  |  | 0
[10 empty] | -0.24393 |  | 0.29393 |  |  |  | 0
[10 empty] | -0.28778 |  | 0.33778 |  |  |  | 0
[10 empty] | -0.32271 |  | 0.37271 |  |  |  | 0
[10 empty] | -0.34317 |  | 0.39317 |  |  |  | 0
[10 empty] | -0.29732 |  | 0.34732 |  |  |  | 0
[10 empty] | -0.26922 |  | 0.31922 |  |  |  | 0
[10 empty] | -0.26132 |  | 0.31132 |  |  |  | 0
[10 empty] | -0.26635 |  | 0.31635 |  |  |  | 0
[10 empty] | -0.2297 |  | 0.2797 |  |  |  | 0
[10 empty] | -0.18548 |  | 0.23548 |  |  |  | 0
[10 empty] | -0.19259 |  | 0.24259 |  |  |  | 0
[10 empty] | -0.14432 |  | 0.19432 |  |  |  | 0
[10 empty] | -0.13406 |  | 0.18406 |  |  |  | 0
[10 empty] | -0.13402 |  | 0.18402 |  |  |  | 0
[10 empty] | -0.12464 |  | 0.17464 |  |  |  | 0
[10 empty] | -0.10615 |  | 0.15615 |  |  |  | 0
[10 empty] | -0.073225 |  | 0.12323 |  |  |  | 0
[10 empty] | -0.08446 |  | 0.13446 |  |  |  | 0
[10 empty] | -0.04279 |  | 0.09279 |  |  |  | 0
[10 empty] | -0.024252 |  | 0.074252 |  |  |  | 0
[10 empty] | -0.024663 |  | 0.074663 |  |  |  | 0
[10 empty] | -0.053172 |  | 0.10317 |  |  |  | 0
[10 empty] | -0.019853 |  | 0.069853 |  |  |  | 0
[10 empty] | -0.014401 |  | 0.064401 |  |  |  | 0
[10 empty] | -0.025027 |  | 0.075027 |  |  |  | 0
[10 empty] | -0.055695 |  | 0.1057 |  |  |  | 0
[10 empty] | -0.09923 |  | 0.14923 |  |  |  | 0
[10 empty] | -0.11489 |  | 0.16489 |  |  |  | 0
[10 empty] | -0.10486 |  | 0.15486 |  |  |  | 0
[10 empty] | -0.11273 |  | 0.16273 |  |  |  | 0
[10 empty] | -0.10432 |  | 0.15432 |  |  |  | 0
[10 empty] | -0.064812 |  | 0.11481 |  |  |  | 0
[10 empty] | -0.030189 |  | 0.080189 |  |  |  | 0
[10 empty] | -0.039762 |  | 0.089762 |  |  |  | 0
[10 empty] | -0.0052784 |  | 0.055278 |  |  |  | 0
[10 empty] | -0.040897 |  | 0.090897 |  |  |  | 0
[10 empty] | -0.0058995 |  | 0.0559 |  |  |  | 0
[10 empty] | -0.020872 |  | 0.070872 |  |  |  | 0
[10 empty] | -0.059971 |  | 0.10997 |  |  |  | 0
[10 empty] | -0.081162 |  | 0.13116 |  |  |  | 0
[10 empty] | -0.061994 |  | 0.11199 |  |  |  | 0
[10 empty] | -0.097939 |  | 0.14794 |  |  |  | 0
[10 empty] | -0.13433 |  | 0.18433 |  |  |  | 0
[10 empty] | -0.085066 |  | 0.13507 |  |  |  | 0
[10 empty] | -0.13226 |  | 0.18226 |  |  |  | 0
[10 empty] | -0.15378 |  | 0.20378 |  |  |  | 0
[10 empty] | -0.18673 |  | 0.23673 |  |  |  | 0
[10 empty] | -0.13821 |  | 0.18821 |  |  |  | 0
[10 empty] | -0.14172 |  | 0.19172 |  |  |  | 0
[10 empty] | -0.097975 |  | 0.14797 |  |  |  | 0
[10 empty] | -0.090903 |  | 0.1409 |  |  |  | 0
[10 empty] | -0.064379 |  | 0.11438 |  |  |  | 0
[10 empty] | -0.10888 |  | 0.15888 |  |  |  | 0
[10 empty] | -0.14174 |  | 0.19174 |  |  |  | 0
[10 empty] | -0.18576 |  | 0.23576 |  |  |  | 0
[10 empty] | -0.202 |  | 0.252 |  |  |  | 0
[10 empty] | -0.20476 |  | 0.25476 |  |  |  | 0
[10 empty] | -0.2072 |  | 0.2572 |  |  |  | 0
[10 empty] | -0.18116 |  | 0.23116 |  |  |  | 0
[10 empty] | -0.13314 |  | 0.18314 |  |  |  | 0
[10 empty] | -0.089681 |  | 0.13968 |  |  |  | 0
[10 empty] | -0.11642 |  | 0.16642 |  |  |  | 0
[10 empty] | -0.073397 |  | 0.1234 |  |  |  | 0
[10 empty] | -0.056221 |  | 0.10622 |  |  |  | 0
[10 empty] | -0.067142 |  | 0.11714 |  |  |  | 0
[10 empty] | -0.10665 |  | 0.15665 |  |  |  | 0
[10 empty] | -0.13 |  | 0.18 |  |  |  | 0
[10 empty] | -0.1186 |  | 0.1686 |  |  |  | 0
[10 empty] | -0.074072 |  | 0.12407 |  |  |  | 0
[10 empty] | -0.041891 |  | 0.091891 |  |  |  | 0
[10 empty] | -0.0018333 |  | 0.051833 |  |  |  | 0
[10 empty] | -0.0013399 |  | 0.05134 |  |  |  | 0
[10 empty] | -0.0044376 |  | 0.054438 |  |  |  | 0
[10 empty] | -0.042977 |  | 0.092977 |  |  |  | 0
[10 empty] | -0.037581 |  | 0.087581 |  |  |  | 0
[10 empty] | -0.0096492 |  | 0.059649 |  |  |  | 0
[10 empty] | -0.029464 |  | 0.079464 |  |  |  | 0
[10 empty] | -0.050377 |  | 0.10038 |  |  |  | 0
[10 empty] | -0.034653 |  | 0.084653 |  |  |  | 0
[10 empty] | -0.074991 |  | 0.12499 |  |  |  | 0
[10 empty] | -0.041828 |  | 0.091828 |  |  |  | 0
[10 empty] | -0.0079122 |  | 0.057912 |  |  |  | 0
[10 empty] | -0.030655 |  | 0.080655 |  |  |  | 0
[10 empty] | -0.0067771 |  | 0.056777 |  |  |  | 0
[10 empty] | -0.034031 |  | 0.084031 |  |  |  | 0
[10 empty] | -0.07467 |  | 0.12467 |  |  |  | 0
[10 empty] | -0.061611 |  | 0.11161 |  |  |  | 0
[10 empty] | -0.099426 |  | 0.14943 |  |  |  | 0
[10 empty] | -0.11493 |  | 0.16493 |  |  |  | 0
[10 empty] | -0.093077 |  | 0.14308 |  |  |  | 0
[10 empty] | -0.095746 |  | 0.14575 |  |  |  | 0
[10 empty] | -0.070221 |  | 0.12022 |  |  |  | 0
[10 empty] | -0.080397 |  | 0.1304 |  |  |  | 0
[10 empty] | -0.051518 |  | 0.10152 |  |  |  | 0
[10 empty] | -0.051083 |  | 0.10108 |  |  |  | 0
[10 empty] | -0.029822 |  | 0.079822 |  |  |  | 0
[10 empty] | -0.0031289 |  | 0.053129 |  |  |  | 0
[10 empty] | -0.017101 |  | 0.067101 |  |  |  | 0
[10 empty] | -0.015377 |  | 0.065377 |  |  |  | 0
[10 empty] | -0.0098825 |  | 0.059883 |  |  |  | 0
[10 empty] | -0.00021871 |  | 0.050219 |  |  |  | 0
[10 empty] | -0.034934 |  | 0.084934 |  |  |  | 0
[10 empty] | -0.052346 |  | 0.10235 |  |  |  | 0
[10 empty] | -0.054518 |  | 0.10452 |  |  |  | 0
[10 empty] | -0.059759 |  | 0.10976 |  |  |  | 0
[10 empty] | -0.090979 |  | 0.14098 |  |  |  | 0
[10 empty] | -0.10563 |  | 0.15563 |  |  |  | 0
[10 empty] | -0.085167 |  | 0.13517 |  |  |  | 0
[10 empty] | -0.036194 |  | 0.086194 |  |  |  | 0
[10 empty] | -0.0037188 |  | 0.053719 |  |  |  | 0
[10 empty] | -0.003878 |  | 0.053878 |  |  |  | 0
[10 empty] | -0.041083 |  | 0.091083 |  |  |  | 0
[10 empty] | -0.086689 |  | 0.13669 |  |  |  | 0
[10 empty] | -0.1007 |  | 0.1507 |  |  |  | 0
[10 empty] | -0.14588 |  | 0.19588 |  |  |  | 0
[10 empty] | -0.18662 |  | 0.23662 |  |  |  | 0
[10 empty] | -0.15901 |  | 0.20901 |  |  |  | 0
[10 empty] | -0.16944 |  | 0.21944 |  |  |  | 0
[10 empty] | -0.166 |  | 0.216 |  |  |  | 0
[10 empty] | -0.15931 |  | 0.20931 |  |  |  | 0
[10 empty] | -0.13562 |  | 0.18562 |  |  |  | 0
[10 empty] | -0.12725 |  | 0.17725 |  |  |  | 0
[10 empty] | -0.12373 |  | 0.17373 |  |  |  | 0
[10 empty] | -0.10393 |  | 0.15393 |  |  |  | 0
[10 empty] | -0.11205 |  | 0.16205 |  |  |  | 0
[10 empty] | -0.10177 |  | 0.15177 |  |  |  | 0
[10 empty] | -0.10346 |  | 0.15346 |  |  |  | 0
[10 empty] | -0.056907 |  | 0.10691 |  |  |  | 0
[10 empty] | -0.027769 |  | 0.077769 |  |  |  | 0
[10 empty] | -0.06868 |  | 0.11868 |  |  |  | 0
[10 empty] | -0.046912 |  | 0.096912 |  |  |  | 0
[10 empty] | -0.064928 |  | 0.11493 |  |  |  | 0
[10 empty] | -0.062243 |  | 0.11224 |  |  |  | 0
[10 empty] | -0.021128 |  | 0.071128 |  |  |  | 0
[10 empty] | -0.0039752 |  | 0.053975 |  |  |  | 0
[10 empty] | -0.0065232 |  | 0.056523 |  |  |  | 0
[10 empty] | -0.03609 |  | 0.08609 |  |  |  | 0
[10 empty] | -0.027406 |  | 0.077406 |  |  |  | 0
[10 empty] | -0.066626 |  | 0.11663 |  |  |  | 0
[10 empty] | -0.057552 |  | 0.10755 |  |  |  | 0
[10 empty] | -0.041013 |  | 0.091013 |  |  |  | 0
[10 empty] | -0.086911 |  | 0.13691 |  |  |  | 0
[10 empty] | -0.088344 |  | 0.13834 |  |  |  | 0
[10 empty] | -0.072608 |  | 0.12261 |  |  |  | 0
[10 empty] | -0.057634 |  | 0.10763 |  |  |  | 0
[10 empty] | -0.031122 |  | 0.081122 |  |  |  | 0
[10 empty] | -0.058611 |  | 0.10861 |  |  |  | 0
[10 empty] | -0.014063 |  | 0.064063 |  |  |  | 0
[10 empty] | -0.013015 |  | 0.063015 |  |  |  | 0
[10 empty] | -0.017072 |  | 0.067072 |  |  |  | 0
[10 empty] | -0.00049282 |  | 0.050493 |  |  |  | 0
[10 empty] | -0.025976 |  | 0.075976 |  |  |  | 0
[10 empty] | -0.036078 |  | 0.086078 |  |  |  | 0
[10 empty] | -0.036552 |  | 0.086552 |  |  |  | 0
[10 empty] | -0.024342 |  | 0.074342 |  |  |  | 0
[10 empty] | -0.049345 |  | 0.099345 |  |  |  | 0
[10 empty] | -0.048114 |  | 0.098114 |  |  |  | 0
[10 empty] | -0.067466 |  | 0.11747 |  |  |  | 0
[10 empty] | -0.083956 |  | 0.13396 |  |  |  | 0
[10 empty] | -0.042958 |  | 0.092958 |  |  |  | 0
[10 empty] | -0.079165 |  | 0.12916 |  |  |  | 0
[10 empty] | -0.040641 |  | 0.090641 |  |  |  | 0
[10 empty] | -0.0021737 |  | 0.052174 |  |  |  | 0
[10 empty] | -0.0075385 |  | 0.057539 |  |  |  | 0
[10 empty] | -0.037775 |  | 0.087775 |  |  |  | 0
[10 empty] | -0.023424 |  | 0.073424 |  |  |  | 0
[10 empty] | -0.011748 |  | 0.061748 |  |  |  | 0
[10 empty] | -0.0054598 |  | 0.05546 |  |  |  | 0
[10 empty] | -0.02269 |  | 0.07269 |  |  |  | 0
[10 empty] | -0.010051 |  | 0.060051 |  |  |  | 0
[10 empty] | -0.027712 |  | 0.077712 |  |  |  | 0
[10 empty] | -0.038339 |  | 0.088339 |  |  |  | 0
[10 empty] | -0.035463 |  | 0.085463 |  |  |  | 0
[10 empty] | -0.012769 |  | 0.062769 |  |  |  | 0
[10 empty] | -0.029441 |  | 0.079441 |  |  |  | 0
[10 empty] | -0.0015308 |  | 0.051531 |  |  |  | 0
[10 empty] | -0.0072135 |  | 0.057213 |  |  |  | 0
[10 empty] | -0.014998 |  | 0.064998 |  |  |  | 0
[10 empty] | -0.0077545 |  | 0.057754 |  |  |  | 0
[10 empty] | -0.013254 |  | 0.063254 |  |  |  | 0
[10 empty] | -0.010383 |  | 0.060383 |  |  |  | 0
[10 empty] | -0.018145 |  | 0.068145 |  |  |  | 0
[10 empty] | -0.00017807 |  | 0.050178 |  |  |  | 0
[10 empty] | -0.0094923 |  | 0.059492 |  |  |  | 0
[10 empty] | -0.021425 |  | 0.071425 |  |  |  | 0
[10 empty] | -0.023993 |  | 0.073993 |  |  |  | 0
[10 empty] | -0.042869 |  | 0.092869 |  |  |  | 0
[10 empty] | -0.00028072 |  | 0.050281 |  |  |  | 0
[10 empty] | -0.017322 |  | 0.067322 |  |  |  | 0
[10 empty] | -0.038292 |  | 0.088292 |  |  |  | 0
[10 empty] | -0.058066 |  | 0.10807 |  |  |  | 0
[10 empty] | -0.061187 |  | 0.11119 |  |  |  | 0
[10 empty] | -0.085584 |  | 0.13558 |  |  |  | 0
[10 empty] | -0.048064 |  | 0.098064 |  |  |  | 0
[10 empty] | -0.078715 |  | 0.12872 |  |  |  | 0
[10 empty] | -0.041991 |  | 0.091991 |  |  |  | 0
[10 empty] | -0.002523 |  | 0.052523 |  |  |  | 0
[10 empty] | -0.014063 |  | 0.064063 |  |  |  | 0
[10 empty] | -0.024234 |  | 0.074234 |  |  |  | 0
[10 empty] | -0.069966 |  | 0.11997 |  |  |  | 0
[10 empty] | -0.074632 |  | 0.12463 |  |  |  | 0
[10 empty] | -0.035215 |  | 0.085215 |  |  |  | 0
[10 empty] | -0.011423 |  | 0.061423 |  |  |  | 0
[10 empty] | -0.032392 |  | 0.082392 |  |  |  | 0
[10 empty] | -0.051662 |  | 0.10166 |  |  |  | 0
[10 empty] | -0.027642 |  | 0.077642 |  |  |  | 0
[10 empty] | -0.0747 |  | 0.1247 |  |  |  | 0
[10 empty] | -0.11054 |  | 0.16054 |  |  |  | 0
[10 empty] | -0.14745 |  | 0.19745 |  |  |  | 0
[10 empty] | -0.15154 |  | 0.20154 |  |  |  | 0
[10 empty] | -0.12615 |  | 0.17615 |  |  |  | 0
[10 empty] | -0.13844 |  | 0.18844 |  |  |  | 0
[10 empty] | -0.14936 |  | 0.19936 |  |  |  | 0
[10 empty] | -0.13343 |  | 0.18343 |  |  |  | 0
[10 empty] | -0.17197 |  | 0.22197 |  |  |  | 0
[10 empty] | -0.19915 |  | 0.24915 |  |  |  | 0
[10 empty] | -0.23614 |  | 0.28614 |  |  |  | 0
[10 empty] | -0.20269 |  | 0.25269 |  |  |  | 0
[10 empty] | -0.21286 |  | 0.26286 |  |  |  | 0
[10 empty] | -0.19031 |  | 0.24031 |  |  |  | 0
[10 empty] | -0.18215 |  | 0.23215 |  |  |  | 0
[10 empty] | -0.2216 |  | 0.2716 |  |  |  | 0
[10 empty] | -0.27074 |  | 0.32074 |  |  |  | 0
[10 empty] | -0.30613 |  | 0.35613 |  |  |  | 0
[10 empty] | -0.27725 |  | 0.32725 |  |  |  | 0
[10 empty] | -0.24952 |  | 0.29952 |  |  |  | 0
[10 empty] | -0.28921 |  | 0.33921 |  |  |  | 0
[10 empty] | -0.25289 |  | 0.30289 |  |  |  | 0
[10 empty] | -0.29176 |  | 0.34176 |  |  |  | 0
[10 empty] | -0.30446 |  | 0.35446 |  |  |  | 0
[10 empty] | -0.34836 |  | 0.39836 |  |  |  | 0
[10 empty] | -0.31862 |  | 0.36862 |  |  |  | 0
[10 empty] | -0.33259 |  | 0.38259 |  |  |  | 0
[10 empty] | -0.36854 |  | 0.41854 |  |  |  | 0
[10 empty] | -0.3994 |  | 0.4494 |  |  |  | 0
[10 empty] | -0.39023 |  | 0.44023 |  |  |  | 0
[10 empty] | -0.41677 |  | 0.46677 |  |  |  | 0
[10 empty] | -0.40694 |  | 0.45694 |  |  |  | 0
[10 empty] | -0.41503 |  | 0.46503 |  |  |  | 0
[10 empty] | -0.46188 |  | 0.51188 |  |  |  | 0
[10 empty] | -0.42805 |  | 0.47805 |  |  |  | 0
[10 empty] | -0.43381 |  | 0.48381 |  |  |  | 0
[10 empty] | -0.40059 |  | 0.45059 |  |  |  | 0
[10 empty] | -0.38458 |  | 0.43458 |  |  |  | 0
[10 empty] | -0.35506 |  | 0.40506 |  |  |  | 0
[10 empty] | -0.38905 |  | 0.43905 |  |  |  | 0
[10 empty] | -0.35175 |  | 0.40175 |  |  |  | 0
[10 empty] | -0.39045 |  | 0.44045 |  |  |  | 0
[10 empty] | -0.37649 |  | 0.42649 |  |  |  | 0
[10 empty] | -0.37265 |  | 0.42265 |  |  |  | 0
[10 empty] | -0.32375 |  | 0.37375 |  |  |  | 0
[10 empty] | -0.32958 |  | 0.37958 |  |  |  | 0
[10 empty] | -0.3213 |  | 0.3713 |  |  |  | 0
[10 empty] | -0.32488 |  | 0.37488 |  |  |  | 0
[10 empty] | -0.32659 |  | 0.37659 |  |  |  | 0
[10 empty] | -0.29014 |  | 0.34014 |  |  |  | 0
[10 empty] | -0.25421 |  | 0.30421 |  |  |  | 0
[10 empty] | -0.23026 |  | 0.28026 |  |  |  | 0
[10 empty] | -0.25982 |  | 0.30982 |  |  |  | 0
[10 empty] | -0.21424 |  | 0.26424 |  |  |  | 0
[10 empty] | -0.23803 |  | 0.28803 |  |  |  | 0
[10 empty] | -0.22062 |  | 0.27062 |  |  |  | 0
[10 empty] | -0.22144 |  | 0.27144 |  |  |  | 0
[10 empty] | -0.2186 |  | 0.2686 |  |  |  | 0
[10 empty] | -0.2406 |  | 0.2906 |  |  |  | 0
[10 empty] | -0.2407 |  | 0.2907 |  |  |  | 0
[10 empty] | -0.27667 |  | 0.32667 |  |  |  | 0
[10 empty] | -0.2526 |  | 0.3026 |  |  |  | 0
[10 empty] | -0.28987 |  | 0.33987 |  |  |  | 0
[10 empty] | -0.24377 |  | 0.29377 |  |  |  | 0
[10 empty] | -0.2623 |  | 0.3123 |  |  |  | 0
[10 empty] | -0.31096 |  | 0.36096 |  |  |  | 0
[10 empty] | -0.31467 |  | 0.36467 |  |  |  | 0
[10 empty] | -0.26727 |  | 0.31727 |  |  |  | 0
[10 empty] | -0.25062 |  | 0.30062 |  |  |  | 0
[10 empty] | -0.20474 |  | 0.25474 |  |  |  | 0
[10 empty] | -0.20375 |  | 0.25375 |  |  |  | 0
[10 empty] | -0.22107 |  | 0.27107 |  |  |  | 0
[10 empty] | -0.25776 |  | 0.30776 |  |  |  | 0
[10 empty] | -0.27006 |  | 0.32006 |  |  |  | 0
[10 empty] | -0.26504 |  | 0.31504 |  |  |  | 0
[10 empty] | -0.24277 |  | 0.29277 |  |  |  | 0
[10 empty] | -0.23511 |  | 0.28511 |  |  |  | 0
[10 empty] | -0.2699 |  | 0.3199 |  |  |  | 0
[10 empty] | -0.25347 |  | 0.30347 |  |  |  | 0
[10 empty] | -0.24509 |  | 0.29509 |  |  |  | 0
[10 empty] | -0.28211 |  | 0.33211 |  |  |  | 0
[10 empty] | -0.32494 |  | 0.37494 |  |  |  | 0
[10 empty] | -0.35158 |  | 0.40158 |  |  |  | 0
[10 empty] | -0.32496 |  | 0.37496 |  |  |  | 0
[10 empty] | -0.29621 |  | 0.34621 |  |  |  | 0
[10 empty] | -0.27323 |  | 0.32323 |  |  |  | 0
[10 empty] | -0.23128 |  | 0.28128 |  |  |  | 0
[10 empty] | -0.23958 |  | 0.28958 |  |  |  | 0
[10 empty] | -0.25876 |  | 0.30876 |  |  |  | 0
[10 empty] | -0.22183 |  | 0.27183 |  |  |  | 0
[10 empty] | -0.26818 |  | 0.31818 |  |  |  | 0
[10 empty] | -0.2313 |  | 0.2813 |  |  |  | 0
[10 empty] | -0.23233 |  | 0.28233 |  |  |  | 0
[10 empty] | -0.22365 |  | 0.27365 |  |  |  | 0
[10 empty] | -0.21817 |  | 0.26817 |  |  |  | 0
[10 empty] | -0.20259 |  | 0.25259 |  |  |  | 0
[10 empty] | -0.19798 |  | 0.24798 |  |  |  | 0
[10 empty] | -0.17504 |  | 0.22504 |  |  |  | 0
[10 empty] | -0.15604 |  | 0.20604 |  |  |  | 0
[10 empty] | -0.12322 |  | 0.17322 |  |  |  | 0
[10 empty] | -0.16423 |  | 0.21423 |  |  |  | 0
[10 empty] | -0.17551 |  | 0.22551 |  |  |  | 0
[10 empty] | -0.20096 |  | 0.25096 |  |  |  | 0
[10 empty] | -0.17364 |  | 0.22364 |  |  |  | 0
[10 empty] | -0.14688 |  | 0.19688 |  |  |  | 0
[10 empty] | -0.099358 |  | 0.14936 |  |  |  | 0
[10 empty] | -0.071215 |  | 0.12121 |  |  |  | 0
[10 empty] | -0.10047 |  | 0.15047 |  |  |  | 0
[10 empty] | -0.094908 |  | 0.14491 |  |  |  | 0
[10 empty] | -0.052163 |  | 0.10216 |  |  |  | 0
[10 empty] | -0.032999 |  | 0.082999 |  |  |  | 0
[10 empty] | -0.048161 |  | 0.098161 |  |  |  | 0
[10 empty] | -0.070044 |  | 0.12004 |  |  |  | 0
[10 empty] | -0.058446 |  | 0.10845 |  |  |  | 0
[10 empty] | -0.011212 |  | 0.061212 |  |  |  | 0
[10 empty] | -0.013286 |  | 0.063286 |  |  |  | 0
[10 empty] | -0.022155 |  | 0.072155 |  |  |  | 0
[10 empty] | -0.018727 |  | 0.068727 |  |  |  | 0
[10 empty] | -0.011345 |  | 0.061345 |  |  |  | 0
[10 empty] | -0.038498 |  | 0.088498 |  |  |  | 0
[10 empty] | -0.039767 |  | 0.089767 |  |  |  | 0
[10 empty] | -0.072651 |  | 0.12265 |  |  |  | 0
[10 empty] | -0.043715 |  | 0.093715 |  |  |  | 0
[10 empty] | -0.045772 |  | 0.095772 |  |  |  | 0
[10 empty] | -0.045521 |  | 0.095521 |  |  |  | 0
[10 empty] | -0.016471 |  | 0.066471 |  |  |  | 0
[10 empty] | -0.046716 |  | 0.096716 |  |  |  | 0
[10 empty] | -0.0007619 |  | 0.050762 |  |  |  | 0
[10 empty] | -0.021217 |  | 0.071217 |  |  |  | 0
[10 empty] | -0.01529 |  | 0.06529 |  |  |  | 0
[10 empty] | -0.025734 |  | 0.075734 |  |  |  | 0
[10 empty] | -0.037456 |  | 0.087456 |  |  |  | 0
[10 empty] | -0.079757 |  | 0.12976 |  |  |  | 0
[10 empty] | -0.09841 |  | 0.14841 |  |  |  | 0
[10 empty] | -0.12547 |  | 0.17547 |  |  |  | 0
[10 empty] | -0.097267 |  | 0.14727 |  |  |  | 0
[10 empty] | -0.072745 |  | 0.12274 |  |  |  | 0
[10 empty] | -0.036342 |  | 0.086342 |  |  |  | 0
[10 empty] | -0.075459 |  | 0.12546 |  |  |  | 0
[10 empty] | -0.075503 |  | 0.1255 |  |  |  | 0
[10 empty] | -0.073355 |  | 0.12335 |  |  |  | 0
[10 empty] | -0.10916 |  | 0.15916 |  |  |  | 0
[10 empty] | -0.065441 |  | 0.11544 |  |  |  | 0
[10 empty] | -0.10598 |  | 0.15598 |  |  |  | 0
[10 empty] | -0.12529 |  | 0.17529 |  |  |  | 0
[10 empty] | -0.12904 |  | 0.17904 |  |  |  | 0
[10 empty] | -0.13176 |  | 0.18176 |  |  |  | 0
[10 empty] | -0.15975 |  | 0.20975 |  |  |  | 0
[10 empty] | -0.13821 |  | 0.18821 |  |  |  | 0
[10 empty] | -0.10767 |  | 0.15767 |  |  |  | 0
[10 empty] | -0.15552 |  | 0.20552 |  |  |  | 0
[10 empty] | -0.19094 |  | 0.24094 |  |  |  | 0
[10 empty] | -0.23084 |  | 0.28084 |  |  |  | 0
[10 empty] | -0.18917 |  | 0.23917 |  |  |  | 0
[10 empty] | -0.19175 |  | 0.24175 |  |  |  | 0
[10 empty] | -0.18314 |  | 0.23314 |  |  |  | 0
[10 empty] | -0.21846 |  | 0.26846 |  |  |  | 0
[10 empty] | -0.18439 |  | 0.23439 |  |  |  | 0
[10 empty] | -0.1887 |  | 0.2387 |  |  |  | 0
[10 empty] | -0.18779 |  | 0.23779 |  |  |  | 0
[10 empty] | -0.19346 |  | 0.24346 |  |  |  | 0
[10 empty] | -0.18739 |  | 0.23739 |  |  |  | 0
[10 empty] | -0.18655 |  | 0.23655 |  |  |  | 0
[10 empty] | -0.23517 |  | 0.28517 |  |  |  | 0
[10 empty] | -0.19714 |  | 0.24714 |  |  |  | 0
[10 empty] | -0.18878 |  | 0.23878 |  |  |  | 0
[10 empty] | -0.22967 |  | 0.27967 |  |  |  | 0
[10 empty] | -0.18156 |  | 0.23156 |  |  |  | 0
[10 empty] | -0.14665 |  | 0.19665 |  |  |  | 0
[10 empty] | -0.15181 |  | 0.20181 |  |  |  | 0
[10 empty] | -0.17059 |  | 0.22059 |  |  |  | 0
[10 empty] | -0.17852 |  | 0.22852 |  |  |  | 0
[10 empty] | -0.17098 |  | 0.22098 |  |  |  | 0
[10 empty] | -0.12723 |  | 0.17723 |  |  |  | 0
[10 empty] | -0.15786 |  | 0.20786 |  |  |  | 0
[10 empty] | -0.18356 |  | 0.23356 |  |  |  | 0
[10 empty] | -0.16714 |  | 0.21714 |  |  |  | 0
[10 empty] | -0.11776 |  | 0.16776 |  |  |  | 0
[10 empty] | -0.15622 |  | 0.20622 |  |  |  | 0
[10 empty] | -0.19056 |  | 0.24056 |  |  |  | 0
[10 empty] | -0.22908 |  | 0.27908 |  |  |  | 0
[10 empty] | -0.19175 |  | 0.24175 |  |  |  | 0
[10 empty] | -0.22061 |  | 0.27061 |  |  |  | 0
[10 empty] | -0.2078 |  | 0.2578 |  |  |  | 0
[10 empty] | -0.2323 |  | 0.2823 |  |  |  | 0
[10 empty] | -0.22433 |  | 0.27433 |  |  |  | 0
[10 empty] | -0.27186 |  | 0.32186 |  |  |  | 0
[10 empty] | -0.26025 |  | 0.31025 |  |  |  | 0
[10 empty] | -0.21547 |  | 0.26547 |  |  |  | 0
[10 empty] | -0.19526 |  | 0.24526 |  |  |  | 0
[10 empty] | -0.18815 |  | 0.23815 |  |  |  | 0
[10 empty] | -0.21055 |  | 0.26055 |  |  |  | 0
[10 empty] | -0.22666 |  | 0.27666 |  |  |  | 0
[10 empty] | -0.20608 |  | 0.25608 |  |  |  | 0
[10 empty] | -0.20607 |  | 0.25607 |  |  |  | 0
[10 empty] | -0.19463 |  | 0.24463 |  |  |  | 0
[10 empty] | -0.21049 |  | 0.26049 |  |  |  | 0
[10 empty] | -0.24879 |  | 0.29879 |  |  |  | 0
[10 empty] | -0.24676 |  | 0.29676 |  |  |  | 0
[10 empty] | -0.25576 |  | 0.30576 |  |  |  | 0
[10 empty] | -0.23065 |  | 0.28065 |  |  |  | 0
[10 empty] | -0.20718 |  | 0.25718 |  |  |  | 0
[10 empty] | -0.22095 |  | 0.27095 |  |  |  | 0
[10 empty] | -0.21286 |  | 0.26286 |  |  |  | 0
[10 empty] | -0.25411 |  | 0.30411 |  |  |  | 0
[10 empty] | -0.26156 |  | 0.31156 |  |  |  | 0
[10 empty] | -0.26621 |  | 0.31621 |  |  |  | 0
[10 empty] | -0.28944 |  | 0.33944 |  |  |  | 0
[10 empty] | -0.28188 |  | 0.33188 |  |  |  | 0
[10 empty] | -0.29365 |  | 0.34365 |  |  |  | 0
[10 empty] | -0.28563 |  | 0.33563 |  |  |  | 0
[10 empty] | -0.26226 |  | 0.31226 |  |  |  | 0
[10 empty] | -0.23502 |  | 0.28502 |  |  |  | 0
[10 empty] | -0.22129 |  | 0.27129 |  |  |  | 0
[10 empty] | -0.25636 |  | 0.30636 |  |  |  | 0
[10 empty] | -0.22815 |  | 0.27815 |  |  |  | 0
[10 empty] | -0.24252 |  | 0.29252 |  |  |  | 0
[10 empty] | -0.20058 |  | 0.25058 |  |  |  | 0
[10 empty] | -0.22296 |  | 0.27296 |  |  |  | 0
[10 empty] | -0.1964 |  | 0.2464 |  |  |  | 0
[10 empty] | -0.20525 |  | 0.25525 |  |  |  | 0
[10 empty] | -0.20365 |  | 0.25365 |  |  |  | 0
[10 empty] | -0.23378 |  | 0.28378 |  |  |  | 0
[10 empty] | -0.20267 |  | 0.25267 |  |  |  | 0
[10 empty] | -0.1709 |  | 0.2209 |  |  |  | 0
[10 empty] | -0.21694 |  | 0.26694 |  |  |  | 0
[10 empty] | -0.18491 |  | 0.23491 |  |  |  | 0
[10 empty] | -0.18677 |  | 0.23677 |  |  |  | 0
[10 empty] | -0.19023 |  | 0.24023 |  |  |  | 0
[10 empty] | -0.2102 |  | 0.2602 |  |  |  | 0
[10 empty] | -0.18163 |  | 0.23163 |  |  |  | 0
[10 empty] | -0.15026 |  | 0.20026 |  |  |  | 0
[10 empty] | -0.18841 |  | 0.23841 |  |  |  | 0
[10 empty] | -0.14195 |  | 0.19195 |  |  |  | 0
[10 empty] | -0.11537 |  | 0.16537 |  |  |  | 0
[10 empty] | -0.086066 |  | 0.13607 |  |  |  | 0
[10 empty] | -0.10361 |  | 0.15361 |  |  |  | 0
[10 empty] | -0.056921 |  | 0.10692 |  |  |  | 0
[10 empty] | -0.07733 |  | 0.12733 |  |  |  | 0
[10 empty] | -0.041803 |  | 0.091803 |  |  |  | 0
[10 empty] | -0.0035758 |  | 0.053576 |  |  |  | 0
[10 empty] | -0.03075 |  | 0.08075 |  |  |  | 0
[10 empty] | -0.044799 |  | 0.094799 |  |  |  | 0
[10 empty] | -0.00028965 |  | 0.05029 |  |  |  | 0
[10 empty] | -0.02065 |  | 0.07065 |  |  |  | 0
[10 empty] | -0.047789 |  | 0.097789 |  |  |  | 0
[10 empty] | -0.012617 |  | 0.062617 |  |  |  | 0
[10 empty] | -0.016078 |  | 0.066078 |  |  |  | 0
[10 empty] | -0.019789 |  | 0.069789 |  |  |  | 0
[10 empty] | -0.044561 |  | 0.094561 |  |  |  | 0
[10 empty] | -0.069671 |  | 0.11967 |  |  |  | 0
[10 empty] | -0.065768 |  | 0.11577 |  |  |  | 0
[10 empty] | -0.039581 |  | 0.089581 |  |  |  | 0
[10 empty] | -0.0080497 |  | 0.05805 |  |  |  | 0
[10 empty] | -0.0018753 |  | 0.051875 |  |  |  | 0
[10 empty] | -0.021414 |  | 0.071414 |  |  |  | 0
[10 empty] | -0.027189 |  | 0.077189 |  |  |  | 0
[10 empty] | -0.015135 |  | 0.065135 |  |  |  | 0
[10 empty] | -0.025967 |  | 0.075967 |  |  |  | 0
[10 empty] | -0.012494 |  | 0.062494 |  |  |  | 0
[10 empty] | -0.06224 |  | 0.11224 |  |  |  | 0
[10 empty] | -0.014202 |  | 0.064202 |  |  |  | 0
[10 empty] | -0.017138 |  | 0.067138 |  |  |  | 0
[10 empty] | -0.019395 |  | 0.069395 |  |  |  | 0
[10 empty] | -0.024716 |  | 0.074716 |  |  |  | 0
[10 empty] | -0.011537 |  | 0.061537 |  |  |  | 0
[10 empty] | -0.029984 |  | 0.079984 |  |  |  | 0
[10 empty] | -0.011886 |  | 0.061886 |  |  |  | 0
[10 empty] | -0.041894 |  | 0.091894 |  |  |  | 0
[10 empty] | -0.044251 |  | 0.094251 |  |  |  | 0
[10 empty] | -0.090403 |  | 0.1404 |  |  |  | 0
[10 empty] | -0.13353 |  | 0.18353 |  |  |  | 0
[10 empty] | -0.11991 |  | 0.16991 |  |  |  | 0
[10 empty] | -0.12247 |  | 0.17247 |  |  |  | 0
[10 empty] | -0.15641 |  | 0.20641 |  |  |  | 0
[10 empty] | -0.13375 |  | 0.18375 |  |  |  | 0
[10 empty] | -0.10646 |  | 0.15646 |  |  |  | 0
[10 empty] | -0.1135 |  | 0.1635 |  |  |  | 0
[10 empty] | -0.14608 |  | 0.19608 |  |  |  | 0
[10 empty] | -0.11152 |  | 0.16152 |  |  |  | 0
[10 empty] | -0.1333 |  | 0.1833 |  |  |  | 0
[10 empty] | -0.11205 |  | 0.16205 |  |  |  | 0
[10 empty] | -0.15649 |  | 0.20649 |  |  |  | 0
[10 empty] | -0.14675 |  | 0.19675 |  |  |  | 0
[10 empty] | -0.13258 |  | 0.18258 |  |  |  | 0
[10 empty] | -0.16715 |  | 0.21715 |  |  |  | 0
[10 empty] | -0.14272 |  | 0.19272 |  |  |  | 0
[10 empty] | -0.13879 |  | 0.18879 |  |  |  | 0
[10 empty] | -0.18642 |  | 0.23642 |  |  |  | 0
[10 empty] | -0.17115 |  | 0.22115 |  |  |  | 0
[10 empty] | -0.12726 |  | 0.17726 |  |  |  | 0
[10 empty] | -0.15441 |  | 0.20441 |  |  |  | 0
[10 empty] | -0.11452 |  | 0.16452 |  |  |  | 0
[10 empty] | -0.065889 |  | 0.11589 |  |  |  | 0
[10 empty] | -0.10772 |  | 0.15772 |  |  |  | 0
[10 empty] | -0.073239 |  | 0.12324 |  |  |  | 0
[10 empty] | -0.11654 |  | 0.16654 |  |  |  | 0
[10 empty] | -0.12846 |  | 0.17846 |  |  |  | 0
[10 empty] | -0.1448 |  | 0.1948 |  |  |  | 0
[10 empty] | -0.13348 |  | 0.18348 |  |  |  | 0
[10 empty] | -0.11388 |  | 0.16388 |  |  |  | 0
[10 empty] | -0.065759 |  | 0.11576 |  |  |  | 0
[10 empty] | -0.094269 |  | 0.14427 |  |  |  | 0
[10 empty] | -0.1285 |  | 0.1785 |  |  |  | 0
[10 empty] | -0.15776 |  | 0.20776 |  |  |  | 0
[10 empty] | -0.19877 |  | 0.24877 |  |  |  | 0
[10 empty] | -0.22721 |  | 0.27721 |  |  |  | 0
[10 empty] | -0.2732 |  | 0.3232 |  |  |  | 0
[10 empty] | -0.26896 |  | 0.31896 |  |  |  | 0
[10 empty] | -0.24503 |  | 0.29503 |  |  |  | 0
[10 empty] | -0.21462 |  | 0.26462 |  |  |  | 0
[10 empty] | -0.25859 |  | 0.30859 |  |  |  | 0
[10 empty] | -0.28157 |  | 0.33157 |  |  |  | 0
[10 empty] | -0.29417 |  | 0.34417 |  |  |  | 0
[10 empty] | -0.25015 |  | 0.30015 |  |  |  | 0
[10 empty] | -0.27307 |  | 0.32307 |  |  |  | 0
[10 empty] | -0.29115 |  | 0.34115 |  |  |  | 0
[10 empty] | -0.24711 |  | 0.29711 |  |  |  | 0
[10 empty] | -0.20144 |  | 0.25144 |  |  |  | 0
[10 empty] | -0.18799 |  | 0.23799 |  |  |  | 0
[10 empty] | -0.19983 |  | 0.24983 |  |  |  | 0
[10 empty] | -0.16122 |  | 0.21122 |  |  |  | 0
[10 empty] | -0.17864 |  | 0.22864 |  |  |  | 0
[10 empty] | -0.1837 |  | 0.2337 |  |  |  | 0
[10 empty] | -0.23012 |  | 0.28012 |  |  |  | 0
[10 empty] | -0.26377 |  | 0.31377 |  |  |  | 0
[10 empty] | -0.25427 |  | 0.30427 |  |  |  | 0
[10 empty] | -0.26062 |  | 0.31062 |  |  |  | 0
[10 empty] | -0.21074 |  | 0.26074 |  |  |  | 0
[10 empty] | -0.20431 |  | 0.25431 |  |  |  | 0
[10 empty] | -0.18751 |  | 0.23751 |  |  |  | 0
[10 empty] | -0.14366 |  | 0.19366 |  |  |  | 0
[10 empty] | -0.18638 |  | 0.23638 |  |  |  | 0
[10 empty] | -0.16296 |  | 0.21296 |  |  |  | 0
[10 empty] | -0.14669 |  | 0.19669 |  |  |  | 0
[10 empty] | -0.16324 |  | 0.21324 |  |  |  | 0
[10 empty] | -0.11363 |  | 0.16363 |  |  |  | 0
[10 empty] | -0.084621 |  | 0.13462 |  |  |  | 0
[10 empty] | -0.084928 |  | 0.13493 |  |  |  | 0
[10 empty] | -0.10684 |  | 0.15684 |  |  |  | 0
[10 empty] | -0.14006 |  | 0.19006 |  |  |  | 0
[10 empty] | -0.17409 |  | 0.22409 |  |  |  | 0
[10 empty] | -0.19736 |  | 0.24736 |  |  |  | 0
[10 empty] | -0.16787 |  | 0.21787 |  |  |  | 0
[10 empty] | -0.15252 |  | 0.20252 |  |  |  | 0
[10 empty] | -0.17481 |  | 0.22481 |  |  |  | 0
[10 empty] | -0.17025 |  | 0.22025 |  |  |  | 0
[10 empty] | -0.19362 |  | 0.24362 |  |  |  | 0
[10 empty] | -0.20459 |  | 0.25459 |  |  |  | 0
[10 empty] | -0.21372 |  | 0.26372 |  |  |  | 0
[10 empty] | -0.24503 |  | 0.29503 |  |  |  | 0
[10 empty] | -0.22131 |  | 0.27131 |  |  |  | 0
[10 empty] | -0.26335 |  | 0.31335 |  |  |  | 0
[10 empty] | -0.28944 |  | 0.33944 |  |  |  | 0
[10 empty] | -0.26791 |  | 0.31791 |  |  |  | 0
[10 empty] | -0.28578 |  | 0.33578 |  |  |  | 0
[10 empty] | -0.31994 |  | 0.36994 |  |  |  | 0
[10 empty] | -0.36886 |  | 0.41886 |  |  |  | 0
[10 empty] | -0.351 |  | 0.401 |  |  |  | 0
[10 empty] | -0.3169 |  | 0.3669 |  |  |  | 0
[10 empty] | -0.30061 |  | 0.35061 |  |  |  | 0
[10 empty] | -0.25213 |  | 0.30213 |  |  |  | 0
[10 empty] | -0.26978 |  | 0.31978 |  |  |  | 0
[10 empty] | -0.21984 |  | 0.26984 |  |  |  | 0
[10 empty] | -0.23484 |  | 0.28484 |  |  |  | 0
[10 empty] | -0.21808 |  | 0.26808 |  |  |  | 0
[10 empty] | -0.1681 |  | 0.2181 |  |  |  | 0
[10 empty] | -0.12133 |  | 0.17133 |  |  |  | 0
[10 empty] | -0.099172 |  | 0.14917 |  |  |  | 0
[10 empty] | -0.1255 |  | 0.1755 |  |  |  | 0
[10 empty] | -0.11304 |  | 0.16304 |  |  |  | 0
[10 empty] | -0.069179 |  | 0.11918 |  |  |  | 0
[10 empty] | -0.050639 |  | 0.10064 |  |  |  | 0
[10 empty] | -0.082873 |  | 0.13287 |  |  |  | 0
[10 empty] | -0.1307 |  | 0.1807 |  |  |  | 0
[10 empty] | -0.11961 |  | 0.16961 |  |  |  | 0
[10 empty] | -0.12801 |  | 0.17801 |  |  |  | 0
[10 empty] | -0.13863 |  | 0.18863 |  |  |  | 0
[10 empty] | -0.17675 |  | 0.22675 |  |  |  | 0
[10 empty] | -0.20521 |  | 0.25521 |  |  |  | 0
[10 empty] | -0.16121 |  | 0.21121 |  |  |  | 0
[10 empty] | -0.13607 |  | 0.18607 |  |  |  | 0
[10 empty] | -0.12092 |  | 0.17092 |  |  |  | 0
[10 empty] | -0.074743 |  | 0.12474 |  |  |  | 0
[10 empty] | -0.080714 |  | 0.13071 |  |  |  | 0
[10 empty] | -0.1115 |  | 0.1615 |  |  |  | 0
[10 empty] | -0.092654 |  | 0.14265 |  |  |  | 0
[10 empty] | -0.13734 |  | 0.18734 |  |  |  | 0
[10 empty] | -0.11514 |  | 0.16514 |  |  |  | 0
[10 empty] | -0.10712 |  | 0.15712 |  |  |  | 0
[10 empty] | -0.10601 |  | 0.15601 |  |  |  | 0
[10 empty] | -0.11609 |  | 0.16609 |  |  |  | 0
[10 empty] | -0.090329 |  | 0.14033 |  |  |  | 0
[10 empty] | -0.054368 |  | 0.10437 |  |  |  | 0
[10 empty] | -0.099125 |  | 0.14912 |  |  |  | 0
[10 empty] | -0.11313 |  | 0.16313 |  |  |  | 0
[10 empty] | -0.073614 |  | 0.12361 |  |  |  | 0
[10 empty] | -0.071048 |  | 0.12105 |  |  |  | 0
[10 empty] | -0.038722 |  | 0.088722 |  |  |  | 0
[10 empty] | -0.0086296 |  | 0.05863 |  |  |  | 0
[10 empty] | -0.034751 |  | 0.084751 |  |  |  | 0
[10 empty] | -0.05258 |  | 0.10258 |  |  |  | 0
[10 empty] | -0.093607 |  | 0.14361 |  |  |  | 0
[10 empty] | -0.10082 |  | 0.15082 |  |  |  | 0
[10 empty] | -0.10999 |  | 0.15999 |  |  |  | 0
[10 empty] | -0.13593 |  | 0.18593 |  |  |  | 0
[10 empty] | -0.10003 |  | 0.15003 |  |  |  | 0
[10 empty] | -0.11029 |  | 0.16029 |  |  |  | 0
[10 empty] | -0.10998 |  | 0.15998 |  |  |  | 0
[10 empty] | -0.070526 |  | 0.12053 |  |  |  | 0
[10 empty] | -0.036917 |  | 0.086917 |  |  |  | 0
[10 empty] | -0.04052 |  | 0.09052 |  |  |  | 0
[10 empty] | -0.077546 |  | 0.12755 |  |  |  | 0
[10 empty] | -0.091289 |  | 0.14129 |  |  |  | 0
[10 empty] | -0.062942 |  | 0.11294 |  |  |  | 0
[10 empty] | -0.02866 |  | 0.07866 |  |  |  | 0
[10 empty] | -0.028771 |  | 0.078771 |  |  |  | 0
[10 empty] | -0.014435 |  | 0.064435 |  |  |  | 0
[10 empty] | -0.0060807 |  | 0.056081 |  |  |  | 0
[10 empty] | -0.03868 |  | 0.08868 |  |  |  | 0
[10 empty] | -0.067066 |  | 0.11707 |  |  |  | 0
[10 empty] | -0.032653 |  | 0.082653 |  |  |  | 0
[10 empty] | -0.012851 |  | 0.062851 |  |  |  | 0
[10 empty] | -0.0053016 |  | 0.055302 |  |  |  | 0
[10 empty] | -0.042371 |  | 0.092371 |  |  |  | 0
[10 empty] | -0.033037 |  | 0.083037 |  |  |  | 0
[10 empty] | -0.012152 |  | 0.062152 |  |  |  | 0
[10 empty] | -0.0091844 |  | 0.059184 |  |  |  | 0
[10 empty] | -0.052384 |  | 0.10238 |  |  |  | 0
[10 empty] | -0.048115 |  | 0.098115 |  |  |  | 0
[10 empty] | -0.06616 |  | 0.11616 |  |  |  | 0
[10 empty] | -0.043479 |  | 0.093479 |  |  |  | 0
[10 empty] | -0.042384 |  | 0.092384 |  |  |  | 0
[10 empty] | -0.024552 |  | 0.074552 |  |  |  | 0
[10 empty] | -0.027043 |  | 0.077043 |  |  |  | 0
[10 empty] | -0.062562 |  | 0.11256 |  |  |  | 0
[10 empty] | -0.080437 |  | 0.13044 |  |  |  | 0
[10 empty] | -0.050289 |  | 0.10029 |  |  |  | 0
[10 empty] | -0.063065 |  | 0.11307 |  |  |  | 0
[10 empty] | -0.03422 |  | 0.08422 |  |  |  | 0
[10 empty] | -0.037412 |  | 0.087412 |  |  |  | 0
[10 empty] | -0.031401 |  | 0.081401 |  |  |  | 0
[10 empty] | -0.038329 |  | 0.088329 |  |  |  | 0
[10 empty] | -0.056178 |  | 0.10618 |  |  |  | 0
[10 empty] | -0.07308 |  | 0.12308 |  |  |  | 0
[10 empty] | -0.095116 |  | 0.14512 |  |  |  | 0
[10 empty] | -0.12022 |  | 0.17022 |  |  |  | 0
[10 empty] | -0.14134 |  | 0.19134 |  |  |  | 0
[10 empty] | -0.14789 |  | 0.19789 |  |  |  | 0
[10 empty] | -0.1041 |  | 0.1541 |  |  |  | 0
[10 empty] | -0.1115 |  | 0.1615 |  |  |  | 0
[10 empty] | -0.14477 |  | 0.19477 |  |  |  | 0
[10 empty] | -0.13926 |  | 0.18926 |  |  |  | 0
[10 empty] | -0.1226 |  | 0.1726 |  |  |  | 0
[10 empty] | -0.087394 |  | 0.13739 |  |  |  | 0
[10 empty] | -0.13456 |  | 0.18456 |  |  |  | 0
[10 empty] | -0.15223 |  | 0.20223 |  |  |  | 0
[10 empty] | -0.19697 |  | 0.24697 |  |  |  | 0
[10 empty] | -0.24233 |  | 0.29233 |  |  |  | 0
[10 empty] | -0.19406 |  | 0.24406 |  |  |  | 0
[10 empty] | -0.1726 |  | 0.2226 |  |  |  | 0
[10 empty] | -0.19911 |  | 0.24911 |  |  |  | 0
[10 empty] | -0.24028 |  | 0.29028 |  |  |  | 0
[10 empty] | -0.26705 |  | 0.31705 |  |  |  | 0
[10 empty] | -0.30291 |  | 0.35291 |  |  |  | 0
[10 empty] | -0.31102 |  | 0.36102 |  |  |  | 0
[10 empty] | -0.29745 |  | 0.34745 |  |  |  | 0
[10 empty] | -0.29439 |  | 0.34439 |  |  |  | 0
[10 empty] | -0.31496 |  | 0.36496 |  |  |  | 0
[10 empty] | -0.33587 |  | 0.38587 |  |  |  | 0
[10 empty] | -0.34866 |  | 0.39866 |  |  |  | 0
[10 empty] | -0.32361 |  | 0.37361 |  |  |  | 0
[10 empty] | -0.28601 |  | 0.33601 |  |  |  | 0
[10 empty] | -0.29139 |  | 0.34139 |  |  |  | 0
[10 empty] | -0.27439 |  | 0.32439 |  |  |  | 0
[10 empty] | -0.30875 |  | 0.35875 |  |  |  | 0
[10 empty] | -0.34578 |  | 0.39578 |  |  |  | 0
[10 empty] | -0.34774 |  | 0.39774 |  |  |  | 0
[10 empty] | -0.34848 |  | 0.39848 |  |  |  | 0
[10 empty] | -0.34211 |  | 0.39211 |  |  |  | 0
[10 empty] | -0.30956 |  | 0.35956 |  |  |  | 0
[10 empty] | -0.33526 |  | 0.38526 |  |  |  | 0
[10 empty] | -0.32432 |  | 0.37432 |  |  |  | 0
[10 empty] | -0.3659 |  | 0.4159 |  |  |  | 0
[10 empty] | -0.35191 |  | 0.40191 |  |  |  | 0
[10 empty] | -0.34162 |  | 0.39162 |  |  |  | 0
[10 empty] | -0.35554 |  | 0.40554 |  |  |  | 0
[10 empty] | -0.3535 |  | 0.4035 |  |  |  | 0
[10 empty] | -0.3399 |  | 0.3899 |  |  |  | 0
[10 empty] | -0.37152 |  | 0.42152 |  |  |  | 0
[10 empty] | -0.38274 |  | 0.43274 |  |  |  | 0
[10 empty] | -0.35079 |  | 0.40079 |  |  |  | 0
[10 empty] | -0.33119 |  | 0.38119 |  |  |  | 0
[10 empty] | -0.37537 |  | 0.42537 |  |  |  | 0
[10 empty] | -0.34573 |  | 0.39573 |  |  |  | 0
[10 empty] | -0.36745 |  | 0.41745 |  |  |  | 0
[10 empty] | -0.32108 |  | 0.37108 |  |  |  | 0
[10 empty] | -0.33697 |  | 0.38697 |  |  |  | 0
[10 empty] | -0.31981 |  | 0.36981 |  |  |  | 0
[10 empty] | -0.31185 |  | 0.36185 |  |  |  | 0
[10 empty] | -0.31755 |  | 0.36755 |  |  |  | 0
[10 empty] | -0.28718 |  | 0.33718 |  |  |  | 0
[10 empty] | -0.33209 |  | 0.38209 |  |  |  | 0
[10 empty] | -0.32328 |  | 0.37328 |  |  |  | 0
[10 empty] | -0.35784 |  | 0.40784 |  |  |  | 0
[10 empty] | -0.35395 |  | 0.40395 |  |  |  | 0
[10 empty] | -0.37449 |  | 0.42449 |  |  |  | 0
[10 empty] | -0.35787 |  | 0.40787 |  |  |  | 0
[10 empty] | -0.36605 |  | 0.41605 |  |  |  | 0
[10 empty] | -0.33833 |  | 0.38833 |  |  |  | 0
[10 empty] | -0.35118 |  | 0.40118 |  |  |  | 0
[10 empty] | -0.37624 |  | 0.42624 |  |  |  | 0
[10 empty] | -0.40598 |  | 0.45598 |  |  |  | 0
[10 empty] | -0.43718 |  | 0.48718 |  |  |  | 0
[10 empty] | -0.46748 |  | 0.51748 |  |  |  | 0
[10 empty] | -0.514 |  | 0.564 |  |  |  | 0
[10 empty] | -0.51162 |  | 0.56162 |  |  |  | 0
[10 empty] | -0.56099 |  | 0.61099 |  |  |  | 0
[10 empty] | -0.6049 |  | 0.6549 |  |  |  | 0
[10 empty] | -0.64277 |  | 0.69277 |  |  |  | 0
[10 empty] | -0.62608 |  | 0.67608 |  |  |  | 0
[10 empty] | -0.64018 |  | 0.69018 |  |  |  | 0
[10 empty] | -0.67005 |  | 0.72005 |  |  |  | 0
[10 empty] | -0.65224 |  | 0.70224 |  |  |  | 0
[10 empty] | -0.67649 |  | 0.72649 |  |  |  | 0
[10 empty] | -0.68229 |  | 0.73229 |  |  |  | 0
[10 empty] | -0.68043 |  | 0.73043 |  |  |  | 0
[10 empty] | -0.67573 |  | 0.72573 |  |  |  | 0
[10 empty] | -0.67728 |  | 0.72728 |  |  |  | 0
[10 empty] | -0.68756 |  | 0.73756 |  |  |  | 0
[10 empty] | -0.72445 |  | 0.77445 |  |  |  | 0
[10 empty] | -0.76064 |  | 0.81064 |  |  |  | 0
[10 empty] | -0.76462 |  | 0.81462 |  |  |  | 0
[10 empty] | -0.75254 |  | 0.80254 |  |  |  | 0
[10 empty] | -0.73482 |  | 0.78482 |  |  |  | 0
[10 empty] | -0.77056 |  | 0.82056 |  |  |  | 0
[10 empty] | -0.77957 |  | 0.82957 |  |  |  | 0
[10 empty] | -0.81246 |  | 0.86246 |  |  |  | 0
[10 empty] | -0.80264 |  | 0.85264 |  |  |  | 0
[10 empty] | -0.83879 |  | 0.88879 |  |  |  | 0
[10 empty] | -0.88733 |  | 0.93733 |  |  |  | 0
[10 empty] | -0.84791 |  | 0.89791 |  |  |  | 0
[10 empty] | -0.82995 |  | 0.87995 |  |  |  | 0
[10 empty] | -0.7904 |  | 0.8404 |  |  |  | 0
[10 empty] | -0.78997 |  | 0.83997 |  |  |  | 0
[10 empty] | -0.79123 |  | 0.84123 |  |  |  | 0
[10 empty] | -0.79163 |  | 0.84163 |  |  |  | 0
[10 empty] | -0.79627 |  | 0.84627 |  |  |  | 0
[10 empty] | -0.76959 |  | 0.81959 |  |  |  | 0
[10 empty] | -0.72071 |  | 0.77071 |  |  |  | 0
[10 empty] | -0.76698 |  | 0.81698 |  |  |  | 0
[10 empty] | -0.75013 |  | 0.80013 |  |  |  | 0
[10 empty] | -0.70229 |  | 0.75229 |  |  |  | 0
[10 empty] | -0.7502 |  | 0.8002 |  |  |  | 0
[10 empty] | -0.75527 |  | 0.80527 |  |  |  | 0
[10 empty] | -0.74676 |  | 0.79676 |  |  |  | 0
[10 empty] | -0.7514 |  | 0.8014 |  |  |  | 0
[10 empty] | -0.77213 |  | 0.82213 |  |  |  | 0
[10 empty] | -0.78632 |  | 0.83632 |  |  |  | 0
[10 empty] | -0.80472 |  | 0.85472 |  |  |  | 0
[10 empty] | -0.78329 |  | 0.83329 |  |  |  | 0
[10 empty] | -0.82358 |  | 0.87358 |  |  |  | 0
[10 empty] | -0.77551 |  | 0.82551 |  |  |  | 0
[10 empty] | -0.81441 |  | 0.86441 |  |  |  | 0
[10 empty] | -0.79828 |  | 0.84828 |  |  |  | 0
[10 empty] | -0.84092 |  | 0.89092 |  |  |  | 0
[10 empty] | -0.80287 |  | 0.85287 |  |  |  | 0
[10 empty] | -0.77478 |  | 0.82478 |  |  |  | 0
[10 empty] | -0.81715 |  | 0.86715 |  |  |  | 0
[10 empty] | -0.80424 |  | 0.85424 |  |  |  | 0
[10 empty] | -0.80044 |  | 0.85044 |  |  |  | 0
[10 empty] | -0.82528 |  | 0.87528 |  |  |  | 0
[10 empty] | -0.84381 |  | 0.89381 |  |  |  | 0
[10 empty] | -0.85465 |  | 0.90465 |  |  |  | 0
[10 empty] | -0.84547 |  | 0.89547 |  |  |  | 0
[10 empty] | -0.88175 |  | 0.93175 |  |  |  | 0
[10 empty] | -0.87381 |  | 0.92381 |  |  |  | 0
[10 empty] | -0.8953 |  | 0.9453 |  |  |  | 0
[10 empty] | -0.89857 |  | 0.94857 |  |  |  | 0
[10 empty] | -0.86525 |  | 0.91525 |  |  |  | 0
[10 empty] | -0.81764 |  | 0.86764 |  |  |  | 0
[10 empty] | -0.78929 |  | 0.83929 |  |  |  | 0
[10 empty] | -0.82304 |  | 0.87304 |  |  |  | 0
[10 empty] | -0.85153 |  | 0.90153 |  |  |  | 0
[10 empty] | -0.81121 |  | 0.86121 |  |  |  | 0
[10 empty] | -0.8439 |  | 0.8939 |  |  |  | 0
[10 empty] | -0.8077 |  | 0.8577 |  |  |  | 0
[10 empty] | -0.85304 |  | 0.90304 |  |  |  | 0
[10 empty] | -0.85712 |  | 0.90712 |  |  |  | 0
[10 empty] | -0.85127 |  | 0.90127 |  |  |  | 0
[10 empty] | -0.8224 |  | 0.8724 |  |  |  | 0
[10 empty] | -0.78375 |  | 0.83375 |  |  |  | 0
[10 empty] | -0.74496 |  | 0.79496 |  |  |  | 0
[10 empty] | -0.7918 |  | 0.8418 |  |  |  | 0
[10 empty] | -0.76939 |  | 0.81939 |  |  |  | 0
[10 empty] | -0.81542 |  | 0.86542 |  |  |  | 0
[10 empty] | -0.78894 |  | 0.83894 |  |  |  | 0
[10 empty] | -0.75717 |  | 0.80717 |  |  |  | 0
[10 empty] | -0.74946 |  | 0.79946 |  |  |  | 0
[10 empty] | -0.71396 |  | 0.76396 |  |  |  | 0
[10 empty] | -0.75818 |  | 0.80818 |  |  |  | 0
[10 empty] | -0.73048 |  | 0.78048 |  |  |  | 0
[10 empty] | -0.77661 |  | 0.82661 |  |  |  | 0
[10 empty] | -0.75425 |  | 0.80425 |  |  |  | 0
[10 empty] | -0.72731 |  | 0.77731 |  |  |  | 0
[10 empty] | -0.72891 |  | 0.77891 |  |  |  | 0
[10 empty] | -0.71392 |  | 0.76392 |  |  |  | 0
[10 empty] | -0.71491 |  | 0.76491 |  |  |  | 0
[10 empty] | -0.6915 |  | 0.7415 |  |  |  | 0
[10 empty] | -0.71628 |  | 0.76628 |  |  |  | 0
[10 empty] | -0.71403 |  | 0.76403 |  |  |  | 0
[10 empty] | -0.71776 |  | 0.76776 |  |  |  | 0
[10 empty] | -0.67369 |  | 0.72369 |  |  |  | 0
[10 empty] | -0.66832 |  | 0.71832 |  |  |  | 0
[10 empty] | -0.63912 |  | 0.68912 |  |  |  | 0
[10 empty] | -0.61738 |  | 0.66738 |  |  |  | 0
[10 empty] | -0.65298 |  | 0.70298 |  |  |  | 0
[10 empty] | -0.61715 |  | 0.66715 |  |  |  | 0
[10 empty] | -0.62182 |  | 0.67182 |  |  |  | 0
[10 empty] | -0.62241 |  | 0.67241 |  |  |  | 0
[10 empty] | -0.57392 |  | 0.62392 |  |  |  | 0
[10 empty] | -0.56682 |  | 0.61682 |  |  |  | 0
[10 empty] | -0.52917 |  | 0.57917 |  |  |  | 0
[10 empty] | -0.52801 |  | 0.57801 |  |  |  | 0
[10 empty] | -0.48141 |  | 0.53141 |  |  |  | 0
[10 empty] | -0.4551 |  | 0.5051 |  |  |  | 0
[10 empty] | -0.44617 |  | 0.49617 |  |  |  | 0
[10 empty] | -0.48038 |  | 0.53038 |  |  |  | 0
[10 empty] | -0.44407 |  | 0.49407 |  |  |  | 0
[10 empty] | -0.45239 |  | 0.50239 |  |  |  | 0
[10 empty] | -0.45083 |  | 0.50083 |  |  |  | 0
[10 empty] | -0.49149 |  | 0.54149 |  |  |  | 0
[10 empty] | -0.50446 |  | 0.55446 |  |  |  | 0
[10 empty] | -0.49367 |  | 0.54367 |  |  |  | 0
[10 empty] | -0.45749 |  | 0.50749 |  |  |  | 0
[10 empty] | -0.47214 |  | 0.52214 |  |  |  | 0
[10 empty] | -0.48011 |  | 0.53011 |  |  |  | 0
[10 empty] | -0.45056 |  | 0.50056 |  |  |  | 0
[10 empty] | -0.48488 |  | 0.53488 |  |  |  | 0
[10 empty] | -0.45941 |  | 0.50941 |  |  |  | 0
[10 empty] | -0.489 |  | 0.539 |  |  |  | 0
[10 empty] | -0.48028 |  | 0.53028 |  |  |  | 0
[10 empty] | -0.46626 |  | 0.51626 |  |  |  | 0
[10 empty] | -0.49131 |  | 0.54131 |  |  |  | 0
[10 empty] | -0.51466 |  | 0.56466 |  |  |  | 0
[10 empty] | -0.5025 |  | 0.5525 |  |  |  | 0
[10 empty] | -0.50623 |  | 0.55623 |  |  |  | 0
[10 empty] | -0.52178 |  | 0.57178 |  |  |  | 0
[10 empty] | -0.47282 |  | 0.52282 |  |  |  | 0
[10 empty] | -0.46237 |  | 0.51237 |  |  |  | 0
[10 empty] | -0.45091 |  | 0.50091 |  |  |  | 0
[10 empty] | -0.4833 |  | 0.5333 |  |  |  | 0
[10 empty] | -0.48707 |  | 0.53707 |  |  |  | 0
[10 empty] | -0.50572 |  | 0.55572 |  |  |  | 0
[10 empty] | -0.54563 |  | 0.59563 |  |  |  | 0
[10 empty] | -0.59023 |  | 0.64023 |  |  |  | 0
[10 empty] | -0.6036 |  | 0.6536 |  |  |  | 0
[10 empty] | -0.5929 |  | 0.6429 |  |  |  | 0
[10 empty] | -0.58712 |  | 0.63712 |  |  |  | 0
[10 empty] | -0.55544 |  | 0.60544 |  |  |  | 0
[10 empty] | -0.51957 |  | 0.56957 |  |  |  | 0
[10 empty] | -0.53173 |  | 0.58173 |  |  |  | 0
[10 empty] | -0.5046 |  | 0.5546 |  |  |  | 0
[10 empty] | -0.4597 |  | 0.5097 |  |  |  | 0
[10 empty] | -0.48084 |  | 0.53084 |  |  |  | 0
[10 empty] | -0.43986 |  | 0.48986 |  |  |  | 0
[10 empty] | -0.47476 |  | 0.52476 |  |  |  | 0
[10 empty] | -0.4395 |  | 0.4895 |  |  |  | 0
[10 empty] | -0.41157 |  | 0.46157 |  |  |  | 0
[10 empty] | -0.38498 |  | 0.43498 |  |  |  | 0
[10 empty] | -0.36171 |  | 0.41171 |  |  |  | 0
[10 empty] | -0.35761 |  | 0.40761 |  |  |  | 0
[10 empty] | -0.33873 |  | 0.38873 |  |  |  | 0
[10 empty] | -0.34976 |  | 0.39976 |  |  |  | 0
[10 empty] | -0.34017 |  | 0.39017 |  |  |  | 0
[10 empty] | -0.30676 |  | 0.35676 |  |  |  | 0
[10 empty] | -0.26838 |  | 0.31838 |  |  |  | 0
[10 empty] | -0.29049 |  | 0.34049 |  |  |  | 0
[10 empty] | -0.29896 |  | 0.34896 |  |  |  | 0
[10 empty] | -0.2805 |  | 0.3305 |  |  |  | 0
[10 empty] | -0.27765 |  | 0.32765 |  |  |  | 0
[10 empty] | -0.24617 |  | 0.29617 |  |  |  | 0
[10 empty] | -0.23538 |  | 0.28538 |  |  |  | 0
[10 empty] | -0.26777 |  | 0.31777 |  |  |  | 0
[10 empty] | -0.27477 |  | 0.32477 |  |  |  | 0
[10 empty] | -0.23107 |  | 0.28107 |  |  |  | 0
[10 empty] | -0.19516 |  | 0.24516 |  |  |  | 0
[10 empty] | -0.15404 |  | 0.20404 |  |  |  | 0
[10 empty] | -0.19731 |  | 0.24731 |  |  |  | 0
[10 empty] | -0.23753 |  | 0.28753 |  |  |  | 0
[10 empty] | -0.22913 |  | 0.27913 |  |  |  | 0
[10 empty] | -0.20663 |  | 0.25663 |  |  |  | 0
[10 empty] | -0.22369 |  | 0.27369 |  |  |  | 0
[10 empty] | -0.22285 |  | 0.27285 |  |  |  | 0
[10 empty] | -0.23989 |  | 0.28989 |  |  |  | 0
[10 empty] | -0.20408 |  | 0.25408 |  |  |  | 0
[10 empty] | -0.22068 |  | 0.27068 |  |  |  | 0
[10 empty] | -0.2628 |  | 0.3128 |  |  |  | 0
[10 empty] | -0.27615 |  | 0.32615 |  |  |  | 0
[10 empty] | -0.29807 |  | 0.34807 |  |  |  | 0
[10 empty] | -0.3357 |  | 0.3857 |  |  |  | 0
[10 empty] | -0.37999 |  | 0.42999 |  |  |  | 0
[10 empty] | -0.38262 |  | 0.43262 |  |  |  | 0
[10 empty] | -0.40041 |  | 0.45041 |  |  |  | 0
[10 empty] | -0.41353 |  | 0.46353 |  |  |  | 0
[10 empty] | -0.46317 |  | 0.51317 |  |  |  | 0
[10 empty] | -0.50278 |  | 0.55278 |  |  |  | 0
[10 empty] | -0.5432 |  | 0.5932 |  |  |  | 0
[10 empty] | -0.50777 |  | 0.55777 |  |  |  | 0
[10 empty] | -0.46331 |  | 0.51331 |  |  |  | 0
[10 empty] | -0.47388 |  | 0.52388 |  |  |  | 0
[10 empty] | -0.45287 |  | 0.50287 |  |  |  | 0
[10 empty] | -0.47689 |  | 0.52689 |  |  |  | 0
[10 empty] | -0.51333 |  | 0.56333 |  |  |  | 0
[10 empty] | -0.52167 |  | 0.57167 |  |  |  | 0
[10 empty] | -0.50417 |  | 0.55417 |  |  |  | 0
[10 empty] | -0.55338 |  | 0.60338 |  |  |  | 0
[10 empty] | -0.53981 |  | 0.58981 |  |  |  | 0
[10 empty] | -0.51003 |  | 0.56003 |  |  |  | 0
[10 empty] | -0.47821 |  | 0.52821 |  |  |  | 0
[10 empty] | -0.49689 |  | 0.54689 |  |  |  | 0
[10 empty] | -0.47833 |  | 0.52833 |  |  |  | 0
[10 empty] | -0.50952 |  | 0.55952 |  |  |  | 0
[10 empty] | -0.50794 |  | 0.55794 |  |  |  | 0
[10 empty] | -0.5089 |  | 0.5589 |  |  |  | 0
[10 empty] | -0.53128 |  | 0.58128 |  |  |  | 0
[10 empty] | -0.57589 |  | 0.62589 |  |  |  | 0
[10 empty] | -0.535 |  | 0.585 |  |  |  | 0
[10 empty] | -0.52294 |  | 0.57294 |  |  |  | 0
[10 empty] | -0.55674 |  | 0.60674 |  |  |  | 0
[10 empty] | -0.54423 |  | 0.59423 |  |  |  | 0
[10 empty] | -0.53647 |  | 0.58647 |  |  |  | 0
[10 empty] | -0.58002 |  | 0.63002 |  |  |  | 0
[10 empty] | -0.56644 |  | 0.61644 |  |  |  | 0
[10 empty] | -0.53159 |  | 0.58159 |  |  |  | 0
[10 empty] | -0.52951 |  | 0.57951 |  |  |  | 0
[10 empty] | -0.49486 |  | 0.54486 |  |  |  | 0
[10 empty] | -0.4515 |  | 0.5015 |  |  |  | 0
[10 empty] | -0.4811 |  | 0.5311 |  |  |  | 0
[10 empty] | -0.43694 |  | 0.48694 |  |  |  | 0
[10 empty] | -0.47136 |  | 0.52136 |  |  |  | 0
[10 empty] | -0.48258 |  | 0.53258 |  |  |  | 0
[10 empty] | -0.49444 |  | 0.54444 |  |  |  | 0
[10 empty] | -0.48304 |  | 0.53304 |  |  |  | 0
[10 empty] | -0.46746 |  | 0.51746 |  |  |  | 0
[10 empty] | -0.46505 |  | 0.51505 |  |  |  | 0
[10 empty] | -0.42281 |  | 0.47281 |  |  |  | 0
[10 empty] | -0.45477 |  | 0.50477 |  |  |  | 0
[10 empty] | -0.41291 |  | 0.46291 |  |  |  | 0
[10 empty] | -0.39447 |  | 0.44447 |  |  |  | 0
[10 empty] | -0.40965 |  | 0.45965 |  |  |  | 0
[10 empty] | -0.44831 |  | 0.49831 |  |  |  | 0
[10 empty] | -0.41708 |  | 0.46708 |  |  |  | 0
[10 empty] | -0.36941 |  | 0.41941 |  |  |  | 0
[10 empty] | -0.35137 |  | 0.40137 |  |  |  | 0
[10 empty] | -0.33715 |  | 0.38715 |  |  |  | 0
[10 empty] | -0.29204 |  | 0.34204 |  |  |  | 0
[10 empty] | -0.30552 |  | 0.35552 |  |  |  | 0
[10 empty] | -0.2684 |  | 0.3184 |  |  |  | 0
[10 empty] | -0.24809 |  | 0.29809 |  |  |  | 0
[10 empty] | -0.2414 |  | 0.2914 |  |  |  | 0
[10 empty] | -0.28309 |  | 0.33309 |  |  |  | 0
[10 empty] | -0.27954 |  | 0.32954 |  |  |  | 0
[10 empty] | -0.3278 |  | 0.3778 |  |  |  | 0
[10 empty] | -0.30365 |  | 0.35365 |  |  |  | 0
[10 empty] | -0.29269 |  | 0.34269 |  |  |  | 0
[10 empty] | -0.29141 |  | 0.34141 |  |  |  | 0
[10 empty] | -0.24168 |  | 0.29168 |  |  |  | 0
[10 empty] | -0.23634 |  | 0.28634 |  |  |  | 0
[10 empty] | -0.23686 |  | 0.28686 |  |  |  | 0
[10 empty] | -0.22786 |  | 0.27786 |  |  |  | 0
[10 empty] | -0.25574 |  | 0.30574 |  |  |  | 0
[10 empty] | -0.264 |  | 0.314 |  |  |  | 0
[10 empty] | -0.25324 |  | 0.30324 |  |  |  | 0
[10 empty] | -0.22852 |  | 0.27852 |  |  |  | 0
[10 empty] | -0.27673 |  | 0.32673 |  |  |  | 0
[10 empty] | -0.30145 |  | 0.35145 |  |  |  | 0
[10 empty] | -0.34082 |  | 0.39082 |  |  |  | 0
[10 empty] | -0.33422 |  | 0.38422 |  |  |  | 0
[10 empty] | -0.35707 |  | 0.40707 |  |  |  | 0
[10 empty] | -0.35841 |  | 0.40841 |  |  |  | 0
[10 empty] | -0.34644 |  | 0.39644 |  |  |  | 0
[10 empty] | -0.31652 |  | 0.36652 |  |  |  | 0
[10 empty] | -0.26867 |  | 0.31867 |  |  |  | 0
[10 empty] | -0.24438 |  | 0.29438 |  |  |  | 0
[10 empty] | -0.23065 |  | 0.28065 |  |  |  | 0
[10 empty] | -0.20322 |  | 0.25322 |  |  |  | 0
[10 empty] | -0.23554 |  | 0.28554 |  |  |  | 0
[10 empty] | -0.26777 |  | 0.31777 |  |  |  | 0
[10 empty] | -0.3116 |  | 0.3616 |  |  |  | 0
[10 empty] | -0.29113 |  | 0.34113 |  |  |  | 0
[10 empty] | -0.3316 |  | 0.3816 |  |  |  | 0
[10 empty] | -0.3432 |  | 0.3932 |  |  |  | 0
[10 empty] | -0.33034 |  | 0.38034 |  |  |  | 0
[10 empty] | -0.29719 |  | 0.34719 |  |  |  | 0
[10 empty] | -0.3281 |  | 0.3781 |  |  |  | 0
[10 empty] | -0.30166 |  | 0.35166 |  |  |  | 0
[10 empty] | -0.27274 |  | 0.32274 |  |  |  | 0
[10 empty] | -0.25162 |  | 0.30162 |  |  |  | 0
[10 empty] | -0.23474 |  | 0.28474 |  |  |  | 0
[10 empty] | -0.23115 |  | 0.28115 |  |  |  | 0
[10 empty] | -0.25378 |  | 0.30378 |  |  |  | 0
[10 empty] | -0.20676 |  | 0.25676 |  |  |  | 0
[10 empty] | -0.19337 |  | 0.24337 |  |  |  | 0
[10 empty] | -0.18909 |  | 0.23909 |  |  |  | 0
[10 empty] | -0.18607 |  | 0.23607 |  |  |  | 0
[10 empty] | -0.14079 |  | 0.19079 |  |  |  | 0
[10 empty] | -0.11753 |  | 0.16753 |  |  |  | 0
[10 empty] | -0.10815 |  | 0.15815 |  |  |  | 0
[10 empty] | -0.10715 |  | 0.15715 |  |  |  | 0
[10 empty] | -0.091612 |  | 0.14161 |  |  |  | 0
[10 empty] | -0.080187 |  | 0.13019 |  |  |  | 0
[10 empty] | -0.10224 |  | 0.15224 |  |  |  | 0
[10 empty] | -0.055272 |  | 0.10527 |  |  |  | 0
[10 empty] | -0.098464 |  | 0.14846 |  |  |  | 0
[10 empty] | -0.096441 |  | 0.14644 |  |  |  | 0
[10 empty] | -0.087081 |  | 0.13708 |  |  |  | 0
[10 empty] | -0.089526 |  | 0.13953 |  |  |  | 0
[10 empty] | -0.060976 |  | 0.11098 |  |  |  | 0
[10 empty] | -0.036858 |  | 0.086858 |  |  |  | 0
[10 empty] | -0.022988 |  | 0.072988 |  |  |  | 0
[10 empty] | -0.054565 |  | 0.10456 |  |  |  | 0
[10 empty] | -0.04478 |  | 0.09478 |  |  |  | 0
[10 empty] | -0.001738 |  | 0.051738 |  |  |  | 0
[10 empty] | -0.0087411 |  | 0.058741 |  |  |  | 0
[10 empty] | -0.0032957 |  | 0.053296 |  |  |  | 0
[10 empty] | -0.017582 |  | 0.067582 |  |  |  | 0
[10 empty] | -0.01787 |  | 0.06787 |  |  |  | 0
[10 empty] | -0.06634 |  | 0.11634 |  |  |  | 0
[10 empty] | -0.032051 |  | 0.082051 |  |  |  | 0
[10 empty] | -0.072591 |  | 0.12259 |  |  |  | 0
[10 empty] | -0.075166 |  | 0.12517 |  |  |  | 0
[10 empty] | -0.050255 |  | 0.10025 |  |  |  | 0
[10 empty] | -0.081178 |  | 0.13118 |  |  |  | 0
[10 empty] | -0.11522 |  | 0.16522 |  |  |  | 0
[10 empty] | -0.10735 |  | 0.15735 |  |  |  | 0
[10 empty] | -0.10855 |  | 0.15855 |  |  |  | 0
[10 empty] | -0.11851 |  | 0.16851 |  |  |  | 0
[10 empty] | -0.13531 |  | 0.18531 |  |  |  | 0
[10 empty] | -0.14724 |  | 0.19724 |  |  |  | 0
[10 empty] | -0.17031 |  | 0.22031 |  |  |  | 0
[10 empty] | -0.18691 |  | 0.23691 |  |  |  | 0
[10 empty] | -0.21943 |  | 0.26943 |  |  |  | 0
[10 empty] | -0.2258 |  | 0.2758 |  |  |  | 0
[10 empty] | -0.20338 |  | 0.25338 |  |  |  | 0
[10 empty] | -0.16768 |  | 0.21768 |  |  |  | 0
[10 empty] | -0.1567 |  | 0.2067 |  |  |  | 0
[10 empty] | -0.12886 |  | 0.17886 |  |  |  | 0
[10 empty] | -0.17643 |  | 0.22643 |  |  |  | 0
[10 empty] | -0.21195 |  | 0.26195 |  |  |  | 0
[10 empty] | -0.16927 |  | 0.21927 |  |  |  | 0
[10 empty] | -0.18907 |  | 0.23907 |  |  |  | 0
[10 empty] | -0.22577 |  | 0.27577 |  |  |  | 0
[10 empty] | -0.21423 |  | 0.26423 |  |  |  | 0
[10 empty] | -0.18566 |  | 0.23566 |  |  |  | 0
[10 empty] | -0.22359 |  | 0.27359 |  |  |  | 0
[10 empty] | -0.17966 |  | 0.22966 |  |  |  | 0
[10 empty] | -0.15599 |  | 0.20599 |  |  |  | 0
[10 empty] | -0.13957 |  | 0.18957 |  |  |  | 0
[10 empty] | -0.17689 |  | 0.22689 |  |  |  | 0
[10 empty] | -0.1888 |  | 0.2388 |  |  |  | 0
[10 empty] | -0.20218 |  | 0.25218 |  |  |  | 0
[10 empty] | -0.22325 |  | 0.27325 |  |  |  | 0
[10 empty] | -0.24751 |  | 0.29751 |  |  |  | 0
[10 empty] | -0.29046 |  | 0.34046 |  |  |  | 0
[10 empty] | -0.33464 |  | 0.38464 |  |  |  | 0
[10 empty] | -0.31073 |  | 0.36073 |  |  |  | 0
[10 empty] | -0.35637 |  | 0.40637 |  |  |  | 0
[10 empty] | -0.33957 |  | 0.38957 |  |  |  | 0
[10 empty] | -0.29103 |  | 0.34103 |  |  |  | 0
[10 empty] | -0.24377 |  | 0.29377 |  |  |  | 0
[10 empty] | -0.19686 |  | 0.24686 |  |  |  | 0
[10 empty] | -0.20498 |  | 0.25498 |  |  |  | 0
[10 empty] | -0.18042 |  | 0.23042 |  |  |  | 0
[10 empty] | -0.1634 |  | 0.2134 |  |  |  | 0
[10 empty] | -0.21091 |  | 0.26091 |  |  |  | 0
[10 empty] | -0.19097 |  | 0.24097 |  |  |  | 0
[10 empty] | -0.15566 |  | 0.20566 |  |  |  | 0
[10 empty] | -0.20127 |  | 0.25127 |  |  |  | 0
[10 empty] | -0.19646 |  | 0.24646 |  |  |  | 0
[10 empty] | -0.19621 |  | 0.24621 |  |  |  | 0
[10 empty] | -0.18958 |  | 0.23958 |  |  |  | 0
[10 empty] | -0.16882 |  | 0.21882 |  |  |  | 0
[10 empty] | -0.12767 |  | 0.17767 |  |  |  | 0
[10 empty] | -0.10022 |  | 0.15022 |  |  |  | 0
[10 empty] | -0.14205 |  | 0.19205 |  |  |  | 0
[10 empty] | -0.097613 |  | 0.14761 |  |  |  | 0
[10 empty] | -0.057548 |  | 0.10755 |  |  |  | 0
[10 empty] | -0.10394 |  | 0.15394 |  |  |  | 0
[10 empty] | -0.12624 |  | 0.17624 |  |  |  | 0
[10 empty] | -0.17027 |  | 0.22027 |  |  |  | 0
[10 empty] | -0.17832 |  | 0.22832 |  |  |  | 0
[10 empty] | -0.14046 |  | 0.19046 |  |  |  | 0
[10 empty] | -0.11569 |  | 0.16569 |  |  |  | 0
[10 empty] | -0.14578 |  | 0.19578 |  |  |  | 0
[10 empty] | -0.15521 |  | 0.20521 |  |  |  | 0
[10 empty] | -0.13941 |  | 0.18941 |  |  |  | 0
[10 empty] | -0.11487 |  | 0.16487 |  |  |  | 0
[10 empty] | -0.15232 |  | 0.20232 |  |  |  | 0
[10 empty] | -0.10934 |  | 0.15934 |  |  |  | 0
[10 empty] | -0.094065 |  | 0.14407 |  |  |  | 0
[10 empty] | -0.1232 |  | 0.1732 |  |  |  | 0
[10 empty] | -0.14753 |  | 0.19753 |  |  |  | 0
[10 empty] | -0.15985 |  | 0.20985 |  |  |  | 0
[10 empty] | -0.18974 |  | 0.23974 |  |  |  | 0
[10 empty] | -0.16926 |  | 0.21926 |  |  |  | 0
[10 empty] | -0.20652 |  | 0.25652 |  |  |  | 0
[10 empty] | -0.20988 |  | 0.25988 |  |  |  | 0
[10 empty] | -0.25313 |  | 0.30313 |  |  |  | 0
[10 empty] | -0.23546 |  | 0.28546 |  |  |  | 0
[10 empty] | -0.25169 |  | 0.30169 |  |  |  | 0
[10 empty] | -0.26734 |  | 0.31734 |  |  |  | 0
[10 empty] | -0.26737 |  | 0.31737 |  |  |  | 0
[10 empty] | -0.25915 |  | 0.30915 |  |  |  | 0
[10 empty] | -0.29518 |  | 0.34518 |  |  |  | 0
[10 empty] | -0.31293 |  | 0.36293 |  |  |  | 0
[10 empty] | -0.30879 |  | 0.35879 |  |  |  | 0
[10 empty] | -0.31968 |  | 0.36968 |  |  |  | 0
[10 empty] | -0.27744 |  | 0.32744 |  |  |  | 0
[10 empty] | -0.24188 |  | 0.29188 |  |  |  | 0
[10 empty] | -0.28057 |  | 0.33057 |  |  |  | 0
[10 empty] | -0.27473 |  | 0.32473 |  |  |  | 0
[10 empty] | -0.2676 |  | 0.3176 |  |  |  | 0
[10 empty] | -0.30575 |  | 0.35575 |  |  |  | 0
[10 empty] | -0.2684 |  | 0.3184 |  |  |  | 0
[10 empty] | -0.24758 |  | 0.29758 |  |  |  | 0
[10 empty] | -0.208 |  | 0.258 |  |  |  | 0
[10 empty] | -0.16546 |  | 0.21546 |  |  |  | 0
[10 empty] | -0.16169 |  | 0.21169 |  |  |  | 0
[10 empty] | -0.11927 |  | 0.16927 |  |  |  | 0
[10 empty] | -0.11794 |  | 0.16794 |  |  |  | 0
[10 empty] | -0.14592 |  | 0.19592 |  |  |  | 0
[10 empty] | -0.13322 |  | 0.18322 |  |  |  | 0
[10 empty] | -0.095685 |  | 0.14568 |  |  |  | 0
[10 empty] | -0.11983 |  | 0.16983 |  |  |  | 0
[10 empty] | -0.072138 |  | 0.12214 |  |  |  | 0
[10 empty] | -0.10765 |  | 0.15765 |  |  |  | 0
[10 empty] | -0.10963 |  | 0.15963 |  |  |  | 0
[10 empty] | -0.090217 |  | 0.14022 |  |  |  | 0
[10 empty] | -0.11146 |  | 0.16146 |  |  |  | 0
[10 empty] | -0.1321 |  | 0.1821 |  |  |  | 0
[10 empty] | -0.17264 |  | 0.22264 |  |  |  | 0
[10 empty] | -0.18532 |  | 0.23532 |  |  |  | 0
[10 empty] | -0.15829 |  | 0.20829 |  |  |  | 0
[10 empty] | -0.13343 |  | 0.18343 |  |  |  | 0
[10 empty] | -0.11676 |  | 0.16676 |  |  |  | 0
[10 empty] | -0.15776 |  | 0.20776 |  |  |  | 0
[10 empty] | -0.19599 |  | 0.24599 |  |  |  | 0
[10 empty] | -0.1859 |  | 0.2359 |  |  |  | 0
[10 empty] | -0.18007 |  | 0.23007 |  |  |  | 0
[10 empty] | -0.15919 |  | 0.20919 |  |  |  | 0
[10 empty] | -0.17152 |  | 0.22152 |  |  |  | 0
[10 empty] | -0.20989 |  | 0.25989 |  |  |  | 0
[10 empty] | -0.23744 |  | 0.28744 |  |  |  | 0
[10 empty] | -0.21831 |  | 0.26831 |  |  |  | 0
[10 empty] | -0.22714 |  | 0.27714 |  |  |  | 0
[10 empty] | -0.23151 |  | 0.28151 |  |  |  | 0
[10 empty] | -0.24576 |  | 0.29576 |  |  |  | 0
[10 empty] | -0.21563 |  | 0.26563 |  |  |  | 0
[10 empty] | -0.21555 |  | 0.26555 |  |  |  | 0
[10 empty] | -0.25101 |  | 0.30101 |  |  |  | 0
[10 empty] | -0.25069 |  | 0.30069 |  |  |  | 0
[10 empty] | -0.25303 |  | 0.30303 |  |  |  | 0
[10 empty] | -0.26035 |  | 0.31035 |  |  |  | 0
[10 empty] | -0.23839 |  | 0.28839 |  |  |  | 0
[10 empty] | -0.19576 |  | 0.24576 |  |  |  | 0
[10 empty] | -0.15038 |  | 0.20038 |  |  |  | 0
[10 empty] | -0.12885 |  | 0.17885 |  |  |  | 0
[10 empty] | -0.17665 |  | 0.22665 |  |  |  | 0
[10 empty] | -0.22145 |  | 0.27145 |  |  |  | 0
[10 empty] | -0.22861 |  | 0.27861 |  |  |  | 0
[10 empty] | -0.24226 |  | 0.29226 |  |  |  | 0
[10 empty] | -0.25013 |  | 0.30013 |  |  |  | 0
[10 empty] | -0.23464 |  | 0.28464 |  |  |  | 0
[10 empty] | -0.18825 |  | 0.23825 |  |  |  | 0
[10 empty] | -0.18616 |  | 0.23616 |  |  |  | 0
[10 empty] | -0.1947 |  | 0.2447 |  |  |  | 0
[10 empty] | -0.15725 |  | 0.20725 |  |  |  | 0
[10 empty] | -0.19514 |  | 0.24514 |  |  |  | 0
[10 empty] | -0.20539 |  | 0.25539 |  |  |  | 0
[10 empty] | -0.20845 |  | 0.25845 |  |  |  | 0
[10 empty] | -0.2452 |  | 0.2952 |  |  |  | 0
[10 empty] | -0.21159 |  | 0.26159 |  |  |  | 0
[10 empty] | -0.17953 |  | 0.22953 |  |  |  | 0
[10 empty] | -0.22723 |  | 0.27723 |  |  |  | 0
[10 empty] | -0.21861 |  | 0.26861 |  |  |  | 0
[10 empty] | -0.23527 |  | 0.28527 |  |  |  | 0
[10 empty] | -0.25581 |  | 0.30581 |  |  |  | 0
[10 empty] | -0.29776 |  | 0.34776 |  |  |  | 0
[10 empty] | -0.33372 |  | 0.38372 |  |  |  | 0
[10 empty] | -0.34014 |  | 0.39014 |  |  |  | 0
[10 empty] | -0.37043 |  | 0.42043 |  |  |  | 0
[10 empty] | -0.34447 |  | 0.39447 |  |  |  | 0
[10 empty] | -0.38422 |  | 0.43422 |  |  |  | 0
[10 empty] | -0.38202 |  | 0.43202 |  |  |  | 0
[10 empty] | -0.34156 |  | 0.39156 |  |  |  | 0
[10 empty] | -0.3887 |  | 0.4387 |  |  |  | 0
[10 empty] | -0.39851 |  | 0.44851 |  |  |  | 0
[10 empty] | -0.36277 |  | 0.41277 |  |  |  | 0
[10 empty] | -0.34697 |  | 0.39697 |  |  |  | 0
[10 empty] | -0.30243 |  | 0.35243 |  |  |  | 0
[10 empty] | -0.32468 |  | 0.37468 |  |  |  | 0
[10 empty] | -0.36333 |  | 0.41333 |  |  |  | 0
[10 empty] | -0.41057 |  | 0.46057 |  |  |  | 0
[10 empty] | -0.39986 |  | 0.44986 |  |  |  | 0
[10 empty] | -0.36146 |  | 0.41146 |  |  |  | 0
[10 empty] | -0.35118 |  | 0.40118 |  |  |  | 0
[10 empty] | -0.32897 |  | 0.37897 |  |  |  | 0
[10 empty] | -0.30249 |  | 0.35249 |  |  |  | 0
[10 empty] | -0.25878 |  | 0.30878 |  |  |  | 0
[10 empty] | -0.27271 |  | 0.32271 |  |  |  | 0
[10 empty] | -0.23874 |  | 0.28874 |  |  |  | 0
[10 empty] | -0.27195 |  | 0.32195 |  |  |  | 0
[10 empty] | -0.23028 |  | 0.28028 |  |  |  | 0
[10 empty] | -0.19528 |  | 0.24528 |  |  |  | 0
[10 empty] | -0.21575 |  | 0.26575 |  |  |  | 0
[10 empty] | -0.20855 |  | 0.25855 |  |  |  | 0
[10 empty] | -0.22757 |  | 0.27757 |  |  |  | 0
[10 empty] | -0.20285 |  | 0.25285 |  |  |  | 0
[10 empty] | -0.23287 |  | 0.28287 |  |  |  | 0
[10 empty] | -0.26164 |  | 0.31164 |  |  |  | 0
[10 empty] | -0.2279 |  | 0.2779 |  |  |  | 0
[10 empty] | -0.19684 |  | 0.24684 |  |  |  | 0
[10 empty] | -0.22509 |  | 0.27509 |  |  |  | 0
[10 empty] | -0.24247 |  | 0.29247 |  |  |  | 0
[10 empty] | -0.19342 |  | 0.24342 |  |  |  | 0
[10 empty] | -0.21431 |  | 0.26431 |  |  |  | 0
[10 empty] | -0.1784 |  | 0.2284 |  |  |  | 0
[10 empty] | -0.15414 |  | 0.20414 |  |  |  | 0
[10 empty] | -0.12132 |  | 0.17132 |  |  |  | 0
[10 empty] | -0.096268 |  | 0.14627 |  |  |  | 0
[10 empty] | -0.087728 |  | 0.13773 |  |  |  | 0
[10 empty] | -0.09798 |  | 0.14798 |  |  |  | 0
[10 empty] | -0.096535 |  | 0.14653 |  |  |  | 0
[10 empty] | -0.11513 |  | 0.16513 |  |  |  | 0
[10 empty] | -0.13973 |  | 0.18973 |  |  |  | 0
[10 empty] | -0.12233 |  | 0.17233 |  |  |  | 0
[10 empty] | -0.12306 |  | 0.17306 |  |  |  | 0
[10 empty] | -0.11998 |  | 0.16998 |  |  |  | 0
[10 empty] | -0.11726 |  | 0.16726 |  |  |  | 0
[10 empty] | -0.1619 |  | 0.2119 |  |  |  | 0
[10 empty] | -0.11624 |  | 0.16624 |  |  |  | 0
[10 empty] | -0.072904 |  | 0.1229 |  |  |  | 0
[10 empty] | -0.079544 |  | 0.12954 |  |  |  | 0
[10 empty] | -0.089713 |  | 0.13971 |  |  |  | 0
[10 empty] | -0.087674 |  | 0.13767 |  |  |  | 0
[10 empty] | -0.10449 |  | 0.15449 |  |  |  | 0
[10 empty] | -0.05927 |  | 0.10927 |  |  |  | 0
[10 empty] | -0.054022 |  | 0.10402 |  |  |  | 0
[10 empty] | -0.079808 |  | 0.12981 |  |  |  | 0
[10 empty] | -0.037667 |  | 0.087667 |  |  |  | 0
[10 empty] | -0.015473 |  | 0.065473 |  |  |  | 0
[10 empty] | -0.026167 |  | 0.076167 |  |  |  | 0
[10 empty] | -0.0089055 |  | 0.058906 |  |  |  | 0
[10 empty] | -0.031778 |  | 0.081778 |  |  |  | 0
[10 empty] | -0.050681 |  | 0.10068 |  |  |  | 0
[10 empty] | -0.0021101 |  | 0.05211 |  |  |  | 0
[10 empty] | -0.045892 |  | 0.095892 |  |  |  | 0
[10 empty] | -0.070983 |  | 0.12098 |  |  |  | 0
[10 empty] | -0.078949 |  | 0.12895 |  |  |  | 0
[10 empty] | -0.06954 |  | 0.11954 |  |  |  | 0
[10 empty] | -0.086644 |  | 0.13664 |  |  |  | 0
[10 empty] | -0.07719 |  | 0.12719 |  |  |  | 0
[10 empty] | -0.092461 |  | 0.14246 |  |  |  | 0
[10 empty] | -0.069771 |  | 0.11977 |  |  |  | 0
[10 empty] | -0.078122 |  | 0.12812 |  |  |  | 0
[10 empty] | -0.042598 |  | 0.092598 |  |  |  | 0
[10 empty] | -0.074999 |  | 0.125 |  |  |  | 0
[10 empty] | -0.079627 |  | 0.12963 |  |  |  | 0
[10 empty] | -0.037109 |  | 0.087109 |  |  |  | 0
[10 empty] | -0.012868 |  | 0.062868 |  |  |  | 0
[10 empty] | -0.0111 |  | 0.0611 |  |  |  | 0
[10 empty] | -0.033122 |  | 0.083122 |  |  |  | 0
[10 empty] | -0.026798 |  | 0.076798 |  |  |  | 0
[10 empty] | -0.017521 |  | 0.067521 |  |  |  | 0
[10 empty] | -0.0026283 |  | 0.052628 |  |  |  | 0
[10 empty] | -0.023661 |  | 0.073661 |  |  |  | 0
[10 empty] | -0.019394 |  | 0.069394 |  |  |  | 0
[10 empty] | -0.0073049 |  | 0.057305 |  |  |  | 0
[10 empty] | -0.042579 |  | 0.092579 |  |  |  | 0
[10 empty] | -0.08176 |  | 0.13176 |  |  |  | 0
[10 empty] | -0.12364 |  | 0.17364 |  |  |  | 0
[10 empty] | -0.098024 |  | 0.14802 |  |  |  | 0
[10 empty] | -0.11577 |  | 0.16577 |  |  |  | 0
[10 empty] | -0.081796 |  | 0.1318 |  |  |  | 0
[10 empty] | -0.098599 |  | 0.1486 |  |  |  | 0
[10 empty] | -0.083338 |  | 0.13334 |  |  |  | 0
[10 empty] | -0.047964 |  | 0.097964 |  |  |  | 0
[10 empty] | -0.017837 |  | 0.067837 |  |  |  | 0
[10 empty] | -0.033697 |  | 0.083697 |  |  |  | 0
[10 empty] | -0.015516 |  | 0.065516 |  |  |  | 0
[10 empty] | -0.0093002 |  | 0.0593 |  |  |  | 0
[10 empty] | -0.0030034 |  | 0.053003 |  |  |  | 0
[10 empty] | -0.0039094 |  | 0.053909 |  |  |  | 0
[10 empty] | -0.0051452 |  | 0.055145 |  |  |  | 0
[10 empty] | -0.050823 |  | 0.10082 |  |  |  | 0
[10 empty] | -0.019396 |  | 0.069396 |  |  |  | 0
[10 empty] | -0.030594 |  | 0.080594 |  |  |  | 0
[10 empty] | -0.069819 |  | 0.11982 |  |  |  | 0
[10 empty] | -0.067836 |  | 0.11784 |  |  |  | 0
[10 empty] | -0.031124 |  | 0.081124 |  |  |  | 0
[10 empty] | -0.013268 |  | 0.063268 |  |  |  | 0
[10 empty] | -0.022675 |  | 0.072675 |  |  |  | 0
[10 empty] | -0.034754 |  | 0.084754 |  |  |  | 0
[10 empty] | -0.017572 |  | 0.067572 |  |  |  | 0
[10 empty] | -0.028238 |  | 0.078238 |  |  |  | 0
[10 empty] | -0.053938 |  | 0.10394 |  |  |  | 0
[10 empty] | -0.029591 |  | 0.079591 |  |  |  | 0
[10 empty] | -0.068243 |  | 0.11824 |  |  |  | 0
[10 empty] | -0.03405 |  | 0.08405 |  |  |  | 0
[10 empty] | -0.05199 |  | 0.10199 |  |  |  | 0
[10 empty] | -0.081784 |  | 0.13178 |  |  |  | 0
[10 empty] | -0.10863 |  | 0.15863 |  |  |  | 0
[10 empty] | -0.15792 |  | 0.20792 |  |  |  | 0
[10 empty] | -0.14074 |  | 0.19074 |  |  |  | 0
[10 empty] | -0.14375 |  | 0.19375 |  |  |  | 0
[10 empty] | -0.098249 |  | 0.14825 |  |  |  | 0
[10 empty] | -0.085492 |  | 0.13549 |  |  |  | 0
[10 empty] | -0.053707 |  | 0.10371 |  |  |  | 0
[10 empty] | -0.014698 |  | 0.064698 |  |  |  | 0
[10 empty] | -0.035267 |  | 0.085267 |  |  |  | 0
[10 empty] | -0.037793 |  | 0.087793 |  |  |  | 0
[10 empty] | -0.017409 |  | 0.067409 |  |  |  | 0
[10 empty] | -0.046272 |  | 0.096272 |  |  |  | 0
[10 empty] | -0.017065 |  | 0.067065 |  |  |  | 0
[10 empty] | -0.056821 |  | 0.10682 |  |  |  | 0
[10 empty] | -0.035511 |  | 0.085511 |  |  |  | 0
[10 empty] | -0.075649 |  | 0.12565 |  |  |  | 0
[10 empty] | -0.057868 |  | 0.10787 |  |  |  | 0
[10 empty] | -0.089488 |  | 0.13949 |  |  |  | 0
[10 empty] | -0.11696 |  | 0.16696 |  |  |  | 0
[10 empty] | -0.15876 |  | 0.20876 |  |  |  | 0
[10 empty] | -0.15574 |  | 0.20574 |  |  |  | 0
[10 empty] | -0.18489 |  | 0.23489 |  |  |  | 0
[10 empty] | -0.18557 |  | 0.23557 |  |  |  | 0
[10 empty] | -0.19833 |  | 0.24833 |  |  |  | 0
[10 empty] | -0.20899 |  | 0.25899 |  |  |  | 0
[10 empty] | -0.1782 |  | 0.2282 |  |  |  | 0
[10 empty] | -0.21714 |  | 0.26714 |  |  |  | 0
[10 empty] | -0.1971 |  | 0.2471 |  |  |  | 0
[10 empty] | -0.20676 |  | 0.25676 |  |  |  | 0
[10 empty] | -0.24354 |  | 0.29354 |  |  |  | 0
[10 empty] | -0.24359 |  | 0.29359 |  |  |  | 0
[10 empty] | -0.29137 |  | 0.34137 |  |  |  | 0
[10 empty] | -0.28387 |  | 0.33387 |  |  |  | 0
[10 empty] | -0.26183 |  | 0.31183 |  |  |  | 0
[10 empty] | -0.22606 |  | 0.27606 |  |  |  | 0
[10 empty] | -0.2724 |  | 0.3224 |  |  |  | 0
[10 empty] | -0.31084 |  | 0.36084 |  |  |  | 0
[10 empty] | -0.30001 |  | 0.35001 |  |  |  | 0
[10 empty] | -0.32786 |  | 0.37786 |  |  |  | 0
[10 empty] | -0.37539 |  | 0.42539 |  |  |  | 0
[10 empty] | -0.35522 |  | 0.40522 |  |  |  | 0
[10 empty] | -0.35173 |  | 0.40173 |  |  |  | 0
[10 empty] | -0.39213 |  | 0.44213 |  |  |  | 0
[10 empty] | -0.40091 |  | 0.45091 |  |  |  | 0
[10 empty] | -0.43769 |  | 0.48769 |  |  |  | 0
[10 empty] | -0.443 |  | 0.493 |  |  |  | 0
[10 empty] | -0.45366 |  | 0.50366 |  |  |  | 0
[10 empty] | -0.43527 |  | 0.48527 |  |  |  | 0
[10 empty] | -0.43242 |  | 0.48242 |  |  |  | 0
[10 empty] | -0.41627 |  | 0.46627 |  |  |  | 0
[10 empty] | -0.43364 |  | 0.48364 |  |  |  | 0
[10 empty] | -0.44165 |  | 0.49165 |  |  |  | 0
[10 empty] | -0.42766 |  | 0.47766 |  |  |  | 0
[10 empty] | -0.47621 |  | 0.52621 |  |  |  | 0
[10 empty] | -0.48307 |  | 0.53307 |  |  |  | 0
[10 empty] | -0.47068 |  | 0.52068 |  |  |  | 0
[10 empty] | -0.4778 |  | 0.5278 |  |  |  | 0
[10 empty] | -0.48706 |  | 0.53706 |  |  |  | 0
[10 empty] | -0.51908 |  | 0.56908 |  |  |  | 0
[10 empty] | -0.5657 |  | 0.6157 |  |  |  | 0
[10 empty] | -0.60543 |  | 0.65543 |  |  |  | 0
[10 empty] | -0.55792 |  | 0.60792 |  |  |  | 0
[10 empty] | -0.54807 |  | 0.59807 |  |  |  | 0
[10 empty] | -0.57289 |  | 0.62289 |  |  |  | 0
[10 empty] | -0.59854 |  | 0.64854 |  |  |  | 0
[10 empty] | -0.63355 |  | 0.68355 |  |  |  | 0
[10 empty] | -0.60365 |  | 0.65365 |  |  |  | 0
[10 empty] | -0.5813 |  | 0.6313 |  |  |  | 0
[10 empty] | -0.5413 |  | 0.5913 |  |  |  | 0
[10 empty] | -0.54561 |  | 0.59561 |  |  |  | 0
[10 empty] | -0.59553 |  | 0.64553 |  |  |  | 0
[10 empty] | -0.55849 |  | 0.60849 |  |  |  | 0
[10 empty] | -0.55365 |  | 0.60365 |  |  |  | 0
[10 empty] | -0.58487 |  | 0.63487 |  |  |  | 0
[10 empty] | -0.57223 |  | 0.62223 |  |  |  | 0
[10 empty] | -0.59682 |  | 0.64682 |  |  |  | 0
[10 empty] | -0.63625 |  | 0.68625 |  |  |  | 0
[10 empty] | -0.60208 |  | 0.65208 |  |  |  | 0
[10 empty] | -0.61457 |  | 0.66457 |  |  |  | 0
[10 empty] | -0.65679 |  | 0.70679 |  |  |  | 0
[10 empty] | -0.65308 |  | 0.70308 |  |  |  | 0
[10 empty] | -0.64276 |  | 0.69276 |  |  |  | 0
[10 empty] | -0.68282 |  | 0.73282 |  |  |  | 0
[10 empty] | -0.67875 |  | 0.72875 |  |  |  | 0
[10 empty] | -0.69367 |  | 0.74367 |  |  |  | 0
[10 empty] | -0.66487 |  | 0.71487 |  |  |  | 0
[10 empty] | -0.6405 |  | 0.6905 |  |  |  | 0
[10 empty] | -0.6774 |  | 0.7274 |  |  |  | 0
[10 empty] | -0.71475 |  | 0.76475 |  |  |  | 0
[10 empty] | -0.73645 |  | 0.78645 |  |  |  | 0
[10 empty] | -0.68845 |  | 0.73845 |  |  |  | 0
[10 empty] | -0.7181 |  | 0.7681 |  |  |  | 0
[10 empty] | -0.7448 |  | 0.7948 |  |  |  | 0
[10 empty] | -0.76198 |  | 0.81198 |  |  |  | 0
[10 empty] | -0.79007 |  | 0.84007 |  |  |  | 0
[10 empty] | -0.83302 |  | 0.88302 |  |  |  | 0
[10 empty] | -0.87249 |  | 0.92249 |  |  |  | 0
[10 empty] | -0.88959 |  | 0.93959 |  |  |  | 0
[10 empty] | -0.85412 |  | 0.90412 |  |  |  | 0
[10 empty] | -0.85423 |  | 0.90423 |  |  |  | 0
[10 empty] | -0.84072 |  | 0.89072 |  |  |  | 0
[10 empty] | -0.84742 |  | 0.89742 |  |  |  | 0
[10 empty] | -0.81962 |  | 0.86962 |  |  |  | 0
[10 empty] | -0.84034 |  | 0.89034 |  |  |  | 0
[10 empty] | -0.8652 |  | 0.9152 |  |  |  | 0
[10 empty] | -0.87555 |  | 0.92555 |  |  |  | 0
[10 empty] | -0.8794 |  | 0.9294 |  |  |  | 0
[10 empty] | -0.91757 |  | 0.96757 |  |  |  | 0
[10 empty] | -0.95008 |  | 1.0001 |  |  |  | 0
[10 empty] | -0.93456 |  | 0.98456 |  |  |  | 0
[10 empty] | -0.96047 |  | 1.0105 |  |  |  | 0
[10 empty] | -0.9972 |  | 1.0472 |  |  |  | 0
[10 empty] | -0.96642 |  | 1.0164 |  |  |  | 0
[10 empty] | -0.9999 |  | 1.0499 |  |  |  | 0
[10 empty] | -0.96734 |  | 1.0173 |  |  |  | 0
[10 empty] | -0.96963 |  | 1.0196 |  |  |  | 0
[10 empty] | -0.97585 |  | 1.0259 |  |  |  | 0
[10 empty] | -0.9999 |  | 1.0499 |  |  |  | 0
[10 empty] | -0.9999 |  | 1.0499 |  |  |  | 0
[10 empty] | -0.99199 |  | 1.042 |  |  |  | 0
[10 empty] | -0.9999 |  | 1.0499 |  |  |  | 0
[10 empty] | -0.96723 |  | 1.0172 |  |  |  | 0
[10 empty] | -0.94639 |  | 0.99639 |  |  |  | 0
[10 empty] | -0.9535 |  | 1.0035 |  |  |  | 0
[10 empty] | -0.92897 |  | 0.97897 |  |  |  | 0
[10 empty] | -0.93021 |  | 0.98021 |  |  |  | 0
[10 empty] | -0.89475 |  | 0.94475 |  |  |  | 0
[10 empty] | -0.88642 |  | 0.93642 |  |  |  | 0
[10 empty] | -0.88502 |  | 0.93502 |  |  |  | 0
[10 empty] | -0.84814 |  | 0.89814 |  |  |  | 0
[10 empty] | -0.83493 |  | 0.88493 |  |  |  | 0
[10 empty] | -0.83322 |  | 0.88322 |  |  |  | 0
[10 empty] | -0.78534 |  | 0.83534 |  |  |  | 0
[10 empty] | -0.77019 |  | 0.82019 |  |  |  | 0
[10 empty] | -0.7974 |  | 0.8474 |  |  |  | 0
[10 empty] | -0.77643 |  | 0.82643 |  |  |  | 0
[10 empty] | -0.75053 |  | 0.80053 |  |  |  | 0
[10 empty] | -0.71187 |  | 0.76187 |  |  |  | 0
[10 empty] | -0.70429 |  | 0.75429 |  |  |  | 0
[10 empty] | -0.70229 |  | 0.75229 |  |  |  | 0
[10 empty] | -0.67868 |  | 0.72868 |  |  |  | 0
[10 empty] | -0.64617 |  | 0.69617 |  |  |  | 0
[10 empty] | -0.6068 |  | 0.6568 |  |  |  | 0
[10 empty] | -0.62917 |  | 0.67917 |  |  |  | 0
[10 empty] | -0.5896 |  | 0.6396 |  |  |  | 0
[10 empty] | -0.61034 |  | 0.66034 |  |  |  | 0
[10 empty] | -0.65909 |  | 0.70909 |  |  |  | 0
[10 empty] | -0.63483 |  | 0.68483 |  |  |  | 0
[10 empty] | -0.61337 |  | 0.66337 |  |  |  | 0
[10 empty] | -0.64591 |  | 0.69591 |  |  |  | 0
[10 empty] | -0.63163 |  | 0.68163 |  |  |  | 0
[10 empty] | -0.60713 |  | 0.65713 |  |  |  | 0
[10 empty] | -0.55958 |  | 0.60958 |  |  |  | 0
[10 empty] | -0.53565 |  | 0.58565 |  |  |  | 0
[10 empty] | -0.51542 |  | 0.56542 |  |  |  | 0
[10 empty] | -0.55701 |  | 0.60701 |  |  |  | 0
[10 empty] | -0.52633 |  | 0.57633 |  |  |  | 0
[10 empty] | -0.52438 |  | 0.57438 |  |  |  | 0
[10 empty] | -0.51942 |  | 0.56942 |  |  |  | 0
[10 empty] | -0.48485 |  | 0.53485 |  |  |  | 0
[10 empty] | -0.47182 |  | 0.52182 |  |  |  | 0
[10 empty] | -0.43455 |  | 0.48455 |  |  |  | 0
[10 empty] | -0.45906 |  | 0.50906 |  |  |  | 0
[10 empty] | -0.4634 |  | 0.5134 |  |  |  | 0
[10 empty] | -0.42683 |  | 0.47683 |  |  |  | 0
[10 empty] | -0.40289 |  | 0.45289 |  |  |  | 0
[10 empty] | -0.40789 |  | 0.45789 |  |  |  | 0
[10 empty] | -0.3592 |  | 0.4092 |  |  |  | 0
[10 empty] | -0.40425 |  | 0.45425 |  |  |  | 0
[10 empty] | -0.40135 |  | 0.45135 |  |  |  | 0
[10 empty] | -0.4455 |  | 0.4955 |  |  |  | 0
[10 empty] | -0.4902 |  | 0.5402 |  |  |  | 0
[10 empty] | -0.50522 |  | 0.55522 |  |  |  | 0
[10 empty] | -0.52954 |  | 0.57954 |  |  |  | 0
[10 empty] | -0.57515 |  | 0.62515 |  |  |  | 0
[10 empty] | -0.54074 |  | 0.59074 |  |  |  | 0
[10 empty] | -0.56223 |  | 0.61223 |  |  |  | 0
[10 empty] | -0.55911 |  | 0.60911 |  |  |  | 0
[10 empty] | -0.56884 |  | 0.61884 |  |  |  | 0
[10 empty] | -0.54761 |  | 0.59761 |  |  |  | 0
[10 empty] | -0.55725 |  | 0.60725 |  |  |  | 0
[10 empty] | -0.53647 |  | 0.58647 |  |  |  | 0
[10 empty] | -0.54916 |  | 0.59916 |  |  |  | 0
[10 empty] | -0.56144 |  | 0.61144 |  |  |  | 0
[10 empty] | -0.57568 |  | 0.62568 |  |  |  | 0
[10 empty] | -0.60342 |  | 0.65342 |  |  |  | 0
[10 empty] | -0.59109 |  | 0.64109 |  |  |  | 0
[10 empty] | -0.58644 |  | 0.63644 |  |  |  | 0
[10 empty] | -0.58127 |  | 0.63127 |  |  |  | 0
[10 empty] | -0.61474 |  | 0.66474 |  |  |  | 0
[10 empty] | -0.64683 |  | 0.69683 |  |  |  | 0
[10 empty] | -0.59812 |  | 0.64812 |  |  |  | 0
[10 empty] | -0.6092 |  | 0.6592 |  |  |  | 0
[10 empty] | -0.65912 |  | 0.70912 |  |  |  | 0
[10 empty] | -0.64568 |  | 0.69568 |  |  |  | 0
[10 empty] | -0.60331 |  | 0.65331 |  |  |  | 0
[10 empty] | -0.62261 |  | 0.67261 |  |  |  | 0
[10 empty] | -0.66961 |  | 0.71961 |  |  |  | 0
[10 empty] | -0.64477 |  | 0.69477 |  |  |  | 0
[10 empty] | -0.62972 |  | 0.67972 |  |  |  | 0
[10 empty] | -0.58661 |  | 0.63661 |  |  |  | 0
[10 empty] | -0.57677 |  | 0.62677 |  |  |  | 0
[10 empty] | -0.53681 |  | 0.58681 |  |  |  | 0
[10 empty] | -0.53086 |  | 0.58086 |  |  |  | 0
[10 empty] | -0.52814 |  | 0.57814 |  |  |  | 0
[10 empty] | -0.5317 |  | 0.5817 |  |  |  | 0
[10 empty] | -0.49515 |  | 0.54515 |  |  |  | 0
[10 empty] | -0.50999 |  | 0.55999 |  |  |  | 0
[10 empty] | -0.49218 |  | 0.54218 |  |  |  | 0
[10 empty] | -0.49506 |  | 0.54506 |  |  |  | 0
[10 empty] | -0.50439 |  | 0.55439 |  |  |  | 0
[10 empty] | -0.5342 |  | 0.5842 |  |  |  | 0
[10 empty] | -0.54727 |  | 0.59727 |  |  |  | 0
[10 empty] | -0.51932 |  | 0.56932 |  |  |  | 0
[10 empty] | -0.49622 |  | 0.54622 |  |  |  | 0
[10 empty] | -0.52732 |  | 0.57732 |  |  |  | 0
[10 empty] | -0.5206 |  | 0.5706 |  |  |  | 0
[10 empty] | -0.51572 |  | 0.56572 |  |  |  | 0
[10 empty] | -0.5077 |  | 0.5577 |  |  |  | 0
[10 empty] | -0.46747 |  | 0.51747 |  |  |  | 0
[10 empty] | -0.4595 |  | 0.5095 |  |  |  | 0
[10 empty] | -0.48874 |  | 0.53874 |  |  |  | 0
[10 empty] | -0.48345 |  | 0.53345 |  |  |  | 0
[10 empty] | -0.5133 |  | 0.5633 |  |  |  | 0
[10 empty] | -0.48736 |  | 0.53736 |  |  |  | 0
[10 empty] | -0.52816 |  | 0.57816 |  |  |  | 0
[10 empty] | -0.51915 |  | 0.56915 |  |  |  | 0
[10 empty] | -0.51038 |  | 0.56038 |  |  |  | 0
[10 empty] | -0.53539 |  | 0.58539 |  |  |  | 0
[10 empty] | -0.57994 |  | 0.62994 |  |  |  | 0
[10 empty] | -0.58225 |  | 0.63225 |  |  |  | 0
[10 empty] | -0.56553 |  | 0.61553 |  |  |  | 0
[10 empty] | -0.56596 |  | 0.61596 |  |  |  | 0
[10 empty] | -0.53031 |  | 0.58031 |  |  |  | 0
[10 empty] | -0.5341 |  | 0.5841 |  |  |  | 0
[10 empty] | -0.50424 |  | 0.55424 |  |  |  | 0
[10 empty] | -0.49945 |  | 0.54945 |  |  |  | 0
[10 empty] | -0.45703 |  | 0.50703 |  |  |  | 0
[10 empty] | -0.50233 |  | 0.55233 |  |  |  | 0
[10 empty] | -0.49326 |  | 0.54326 |  |  |  | 0
[10 empty] | -0.4506 |  | 0.5006 |  |  |  | 0
[10 empty] | -0.43356 |  | 0.48356 |  |  |  | 0
[10 empty] | -0.47862 |  | 0.52862 |  |  |  | 0
[10 empty] | -0.44517 |  | 0.49517 |  |  |  | 0
[10 empty] | -0.47151 |  | 0.52151 |  |  |  | 0
[10 empty] | -0.45394 |  | 0.50394 |  |  |  | 0
[10 empty] | -0.45022 |  | 0.50022 |  |  |  | 0
[10 empty] | -0.45583 |  | 0.50583 |  |  |  | 0
[10 empty] | -0.49257 |  | 0.54257 |  |  |  | 0
[10 empty] | -0.52927 |  | 0.57927 |  |  |  | 0
[10 empty] | -0.48633 |  | 0.53633 |  |  |  | 0
[10 empty] | -0.48844 |  | 0.53844 |  |  |  | 0
[10 empty] | -0.48568 |  | 0.53568 |  |  |  | 0
[10 empty] | -0.45535 |  | 0.50535 |  |  |  | 0
[10 empty] | -0.45412 |  | 0.50412 |  |  |  | 0
[10 empty] | -0.4706 |  | 0.5206 |  |  |  | 0
[10 empty] | -0.44291 |  | 0.49291 |  |  |  | 0
[10 empty] | -0.41944 |  | 0.46944 |  |  |  | 0
[10 empty] | -0.42603 |  | 0.47603 |  |  |  | 0
[10 empty] | -0.39709 |  | 0.44709 |  |  |  | 0
[10 empty] | -0.41211 |  | 0.46211 |  |  |  | 0
[10 empty] | -0.40505 |  | 0.45505 |  |  |  | 0
[10 empty] | -0.39852 |  | 0.44852 |  |  |  | 0
[10 empty] | -0.44731 |  | 0.49731 |  |  |  | 0
[10 empty] | -0.41122 |  | 0.46122 |  |  |  | 0
[10 empty] | -0.4132 |  | 0.4632 |  |  |  | 0
[10 empty] | -0.42327 |  | 0.47327 |  |  |  | 0
[10 empty] | -0.42009 |  | 0.47009 |  |  |  | 0
[10 empty] | -0.42595 |  | 0.47595 |  |  |  | 0
[10 empty] | -0.43967 |  | 0.48967 |  |  |  | 0
[10 empty] | -0.42288 |  | 0.47288 |  |  |  | 0
[10 empty] | -0.45636 |  | 0.50636 |  |  |  | 0
[10 empty] | -0.4573 |  | 0.5073 |  |  |  | 0
[10 empty] | -0.49199 |  | 0.54199 |  |  |  | 0
[10 empty] | -0.47031 |  | 0.52031 |  |  |  | 0
[10 empty] | -0.47287 |  | 0.52287 |  |  |  | 0
[10 empty] | -0.47415 |  | 0.52415 |  |  |  | 0
[10 empty] | -0.50553 |  | 0.55553 |  |  |  | 0
[10 empty] | -0.51011 |  | 0.56011 |  |  |  | 0
[10 empty] | -0.54731 |  | 0.59731 |  |  |  | 0
[10 empty] | -0.50496 |  | 0.55496 |  |  |  | 0
[10 empty] | -0.46203 |  | 0.51203 |  |  |  | 0
[10 empty] | -0.43021 |  | 0.48021 |  |  |  | 0
[10 empty] | -0.39874 |  | 0.44874 |  |  |  | 0
[10 empty] | -0.38046 |  | 0.43046 |  |  |  | 0
[10 empty] | -0.42845 |  | 0.47845 |  |  |  | 0
[10 empty] | -0.3793 |  | 0.4293 |  |  |  | 0
[10 empty] | -0.39211 |  | 0.44211 |  |  |  | 0
[10 empty] | -0.35755 |  | 0.40755 |  |  |  | 0
[10 empty] | -0.35501 |  | 0.40501 |  |  |  | 0
[10 empty] | -0.34616 |  | 0.39616 |  |  |  | 0
[10 empty] | -0.37001 |  | 0.42001 |  |  |  | 0
[10 empty] | -0.37358 |  | 0.42358 |  |  |  | 0
[10 empty] | -0.40952 |  | 0.45952 |  |  |  | 0
[10 empty] | -0.43861 |  | 0.48861 |  |  |  | 0
[10 empty] | -0.41967 |  | 0.46967 |  |  |  | 0
[10 empty] | -0.40282 |  | 0.45282 |  |  |  | 0
[10 empty] | -0.45272 |  | 0.50272 |  |  |  | 0
[10 empty] | -0.43152 |  | 0.48152 |  |  |  | 0
[10 empty] | -0.41573 |  | 0.46573 |  |  |  | 0
[10 empty] | -0.44586 |  | 0.49586 |  |  |  | 0
[10 empty] | -0.41722 |  | 0.46722 |  |  |  | 0
[10 empty] | -0.37037 |  | 0.42037 |  |  |  | 0
[10 empty] | -0.32219 |  | 0.37219 |  |  |  | 0
[10 empty] | -0.34358 |  | 0.39358 |  |  |  | 0
[10 empty] | -0.38906 |  | 0.43906 |  |  |  | 0
[10 empty] | -0.42348 |  | 0.47348 |  |  |  | 0
[10 empty] | -0.45213 |  | 0.50213 |  |  |  | 0
[10 empty] | -0.43912 |  | 0.48912 |  |  |  | 0
[10 empty] | -0.47855 |  | 0.52855 |  |  |  | 0
[10 empty] | -0.44664 |  | 0.49664 |  |  |  | 0
[10 empty] | -0.49394 |  | 0.54394 |  |  |  | 0
[10 empty] | -0.46533 |  | 0.51533 |  |  |  | 0
[10 empty] | -0.48622 |  | 0.53622 |  |  |  | 0
[10 empty] | -0.44064 |  | 0.49064 |  |  |  | 0
[10 empty] | -0.39851 |  | 0.44851 |  |  |  | 0
[10 empty] | -0.40432 |  | 0.45432 |  |  |  | 0
[10 empty] | -0.44448 |  | 0.49448 |  |  |  | 0
[10 empty] | -0.43318 |  | 0.48318 |  |  |  | 0
[10 empty] | -0.43173 |  | 0.48173 |  |  |  | 0
[10 empty] | -0.45399 |  | 0.50399 |  |  |  | 0
[10 empty] | -0.50384 |  | 0.55384 |  |  |  | 0
[10 empty] | -0.52314 |  | 0.57314 |  |  |  | 0
[10 empty] | -0.48747 |  | 0.53747 |  |  |  | 0
[10 empty] | -0.50943 |  | 0.55943 |  |  |  | 0
[10 empty] | -0.55804 |  | 0.60804 |  |  |  | 0
[10 empty] | -0.52498 |  | 0.57498 |  |  |  | 0
[10 empty] | -0.57234 |  | 0.62234 |  |  |  | 0
[10 empty] | -0.55702 |  | 0.60702 |  |  |  | 0
[10 empty] | -0.55482 |  | 0.60482 |  |  |  | 0
[10 empty] | -0.56189 |  | 0.61189 |  |  |  | 0
[10 empty] | -0.53816 |  | 0.58816 |  |  |  | 0
[10 empty] | -0.57606 |  | 0.62606 |  |  |  | 0
[10 empty] | -0.59691 |  | 0.64691 |  |  |  | 0
[10 empty] | -0.57186 |  | 0.62186 |  |  |  | 0
[10 empty] | -0.62046 |  | 0.67046 |  |  |  | 0
[10 empty] | -0.59925 |  | 0.64925 |  |  |  | 0
[10 empty] | -0.59919 |  | 0.64919 |  |  |  | 0
[10 empty] | -0.64435 |  | 0.69435 |  |  |  | 0
[10 empty] | -0.61635 |  | 0.66635 |  |  |  | 0
[10 empty] | -0.58119 |  | 0.63119 |  |  |  | 0
[10 empty] | -0.59925 |  | 0.64925 |  |  |  | 0
[10 empty] | -0.57637 |  | 0.62637 |  |  |  | 0
[10 empty] | -0.53719 |  | 0.58719 |  |  |  | 0
[10 empty] | -0.57238 |  | 0.62238 |  |  |  | 0
[10 empty] | -0.54166 |  | 0.59166 |  |  |  | 0
[10 empty] | -0.49802 |  | 0.54802 |  |  |  | 0
[10 empty] | -0.50637 |  | 0.55637 |  |  |  | 0
[10 empty] | -0.45645 |  | 0.50645 |  |  |  | 0
[10 empty] | -0.50007 |  | 0.55007 |  |  |  | 0
[10 empty] | -0.54167 |  | 0.59167 |  |  |  | 0
[10 empty] | -0.52491 |  | 0.57491 |  |  |  | 0
[10 empty] | -0.54961 |  | 0.59961 |  |  |  | 0
[10 empty] | -0.56399 |  | 0.61399 |  |  |  | 0
[10 empty] | -0.58824 |  | 0.63824 |  |  |  | 0
[10 empty] | -0.63643 |  | 0.68643 |  |  |  | 0
[10 empty] | -0.67218 |  | 0.72218 |  |  |  | 0
[10 empty] | -0.62654 |  | 0.67654 |  |  |  | 0
[10 empty] | -0.65697 |  | 0.70697 |  |  |  | 0
[10 empty] | -0.66193 |  | 0.71193 |  |  |  | 0
[10 empty] | -0.63764 |  | 0.68764 |  |  |  | 0
[10 empty] | -0.66939 |  | 0.71939 |  |  |  | 0
[10 empty] | -0.68145 |  | 0.73145 |  |  |  | 0
[10 empty] | -0.7062 |  | 0.7562 |  |  |  | 0
[10 empty] | -0.7263 |  | 0.7763 |  |  |  | 0
[10 empty] | -0.75306 |  | 0.80306 |  |  |  | 0
[10 empty] | -0.79042 |  | 0.84042 |  |  |  | 0
[10 empty] | -0.76326 |  | 0.81326 |  |  |  | 0
[10 empty] | -0.81216 |  | 0.86216 |  |  |  | 0
[10 empty] | -0.79268 |  | 0.84268 |  |  |  | 0
[10 empty] | -0.8017 |  | 0.8517 |  |  |  | 0
[10 empty] | -0.77275 |  | 0.82275 |  |  |  | 0
[10 empty] | -0.75713 |  | 0.80713 |  |  |  | 0
[10 empty] | -0.72134 |  | 0.77134 |  |  |  | 0
[10 empty] | -0.69678 |  | 0.74678 |  |  |  | 0
[10 empty] | -0.66415 |  | 0.71415 |  |  |  | 0
[10 empty] | -0.68813 |  | 0.73813 |  |  |  | 0
[10 empty] | -0.72218 |  | 0.77218 |  |  |  | 0
[10 empty] | -0.7211 |  | 0.7711 |  |  |  | 0
[10 empty] | -0.73178 |  | 0.78178 |  |  |  | 0
[10 empty] | -0.7385 |  | 0.7885 |  |  |  | 0
[10 empty] | -0.78593 |  | 0.83593 |  |  |  | 0
[10 empty] | -0.74621 |  | 0.79621 |  |  |  | 0
[10 empty] | -0.76186 |  | 0.81186 |  |  |  | 0
[10 empty] | -0.7949 |  | 0.8449 |  |  |  | 0
[10 empty] | -0.81667 |  | 0.86667 |  |  |  | 0
[10 empty] | -0.80702 |  | 0.85702 |  |  |  | 0
[10 empty] | -0.76741 |  | 0.81741 |  |  |  | 0
[10 empty] | -0.79376 |  | 0.84376 |  |  |  | 0
[10 empty] | -0.79112 |  | 0.84112 |  |  |  | 0
[10 empty] | -0.81346 |  | 0.86346 |  |  |  | 0
[10 empty] | -0.84346 |  | 0.89346 |  |  |  | 0
[10 empty] | -0.83871 |  | 0.88871 |  |  |  | 0
[10 empty] | -0.79516 |  | 0.84516 |  |  |  | 0
[10 empty] | -0.74575 |  | 0.79575 |  |  |  | 0
[10 empty] | -0.70624 |  | 0.75624 |  |  |  | 0
[10 empty] | -0.74628 |  | 0.79628 |  |  |  | 0
[10 empty] | -0.77771 |  | 0.82771 |  |  |  | 0
[10 empty] | -0.80039 |  | 0.85039 |  |  |  | 0
[10 empty] | -0.84687 |  | 0.89687 |  |  |  | 0
[10 empty] | -0.79944 |  | 0.84944 |  |  |  | 0
[10 empty] | -0.82336 |  | 0.87336 |  |  |  | 0
[10 empty] | -0.8596 |  | 0.9096 |  |  |  | 0
[10 empty] | -0.85176 |  | 0.90176 |  |  |  | 0
[10 empty] | -0.87156 |  | 0.92156 |  |  |  | 0
[10 empty] | -0.90161 |  | 0.95161 |  |  |  | 0
[10 empty] | -0.94389 |  | 0.99389 |  |  |  | 0
[10 empty] | -0.89901 |  | 0.94901 |  |  |  | 0
[10 empty] | -0.91793 |  | 0.96793 |  |  |  | 0
[10 empty] | -0.94324 |  | 0.99324 |  |  |  | 0
[10 empty] | -0.97815 |  | 1.0281 |  |  |  | 0
[10 empty] | -0.98182 |  | 1.0318 |  |  |  | 0
[10 empty] | -0.93334 |  | 0.98334 |  |  |  | 0
[10 empty] | -0.95098 |  | 1.001 |  |  |  | 0
[10 empty] | -0.96996 |  | 1.02 |  |  |  | 0
[10 empty] | -0.98425 |  | 1.0343 |  |  |  | 0
[10 empty] | -0.99955 |  | 1.0495 |  |  |  | 0
[10 empty] | -0.97851 |  | 1.0285 |  |  |  | 0
[10 empty] | -0.96622 |  | 1.0162 |  |  |  | 0
[10 empty] | -0.97943 |  | 1.0294 |  |  |  | 0
[10 empty] | -0.9999 |  | 1.0499 |  |  |  | 0
[10 empty] | -0.98528 |  | 1.0353 |  |  |  | 0
[10 empty] | -0.95758 |  | 1.0076 |  |  |  | 0
[10 empty] | -0.94041 |  | 0.99041 |  |  |  | 0
[10 empty] | -0.95169 |  | 1.0017 |  |  |  | 0
[10 empty] | -0.90642 |  | 0.95642 |  |  |  | 0
[10 empty] | -0.88148 |  | 0.93148 |  |  |  | 0
[10 empty] | -0.91029 |  | 0.96029 |  |  |  | 0
[10 empty] | -0.93005 |  | 0.98005 |  |  |  | 0
[10 empty] | -0.89137 |  | 0.94137 |  |  |  | 0
[10 empty] | -0.93123 |  | 0.98123 |  |  |  | 0
[10 empty] | -0.92339 |  | 0.97339 |  |  |  | 0
[10 empty] | -0.92639 |  | 0.97639 |  |  |  | 0
[10 empty] | -0.93845 |  | 0.98845 |  |  |  | 0
[10 empty] | -0.91078 |  | 0.96078 |  |  |  | 0
[10 empty] | -0.88032 |  | 0.93032 |  |  |  | 0
[10 empty] | -0.84316 |  | 0.89316 |  |  |  | 0
[10 empty] | -0.88267 |  | 0.93267 |  |  |  | 0
[10 empty] | -0.84383 |  | 0.89383 |  |  |  | 0
[10 empty] | -0.8492 |  | 0.8992 |  |  |  | 0
[10 empty] | -0.85659 |  | 0.90659 |  |  |  | 0
[10 empty] | -0.83209 |  | 0.88209 |  |  |  | 0
[10 empty] | -0.79118 |  | 0.84118 |  |  |  | 0
[10 empty] | -0.78242 |  | 0.83242 |  |  |  | 0
[10 empty] | -0.78063 |  | 0.83063 |  |  |  | 0
[10 empty] | -0.74131 |  | 0.79131 |  |  |  | 0
[10 empty] | -0.71433 |  | 0.76433 |  |  |  | 0
[10 empty] | -0.683 |  | 0.733 |  |  |  | 0
[10 empty] | -0.6742 |  | 0.7242 |  |  |  | 0
[10 empty] | -0.69845 |  | 0.74845 |  |  |  | 0
[10 empty] | -0.69856 |  | 0.74856 |  |  |  | 0
[10 empty] | -0.68082 |  | 0.73082 |  |  |  | 0
[10 empty] | -0.71083 |  | 0.76083 |  |  |  | 0
[10 empty] | -0.71928 |  | 0.76928 |  |  |  | 0
[10 empty] | -0.69943 |  | 0.74943 |  |  |  | 0
[10 empty] | -0.73774 |  | 0.78774 |  |  |  | 0
[10 empty] | -0.7399 |  | 0.7899 |  |  |  | 0
[10 empty] | -0.78908 |  | 0.83908 |  |  |  | 0
[10 empty] | -0.74948 |  | 0.79948 |  |  |  | 0
[10 empty] | -0.7663 |  | 0.8163 |  |  |  | 0
[10 empty] | -0.72485 |  | 0.77485 |  |  |  | 0
[10 empty] | -0.68559 |  | 0.73559 |  |  |  | 0
[10 empty] | -0.65702 |  | 0.70702 |  |  |  | 0
[10 empty] | -0.64422 |  | 0.69422 |  |  |  | 0
[10 empty] | -0.67608 |  | 0.72608 |  |  |  | 0
[10 empty] | -0.69951 |  | 0.74951 |  |  |  | 0
[10 empty] | -0.70214 |  | 0.75214 |  |  |  | 0
[10 empty] | -0.67214 |  | 0.72214 |  |  |  | 0
[10 empty] | -0.70883 |  | 0.75883 |  |  |  | 0
[10 empty] | -0.66127 |  | 0.71127 |  |  |  | 0
[10 empty] | -0.6469 |  | 0.6969 |  |  |  | 0
[10 empty] | -0.6166 |  | 0.6666 |  |  |  | 0
[10 empty] | -0.62655 |  | 0.67655 |  |  |  | 0
[10 empty] | -0.5946 |  | 0.6446 |  |  |  | 0
[10 empty] | -0.6259 |  | 0.6759 |  |  |  | 0
[10 empty] | -0.63373 |  | 0.68373 |  |  |  | 0
[10 empty] | -0.67455 |  | 0.72455 |  |  |  | 0
[10 empty] | -0.67628 |  | 0.72628 |  |  |  | 0
[10 empty] | -0.66334 |  | 0.71334 |  |  |  | 0
[10 empty] | -0.6883 |  | 0.7383 |  |  |  | 0
[10 empty] | -0.65484 |  | 0.70484 |  |  |  | 0
[10 empty] | -0.70413 |  | 0.75413 |  |  |  | 0
[10 empty] | -0.67138 |  | 0.72138 |  |  |  | 0
[10 empty] | -0.63105 |  | 0.68105 |  |  |  | 0
[10 empty] | -0.61913 |  | 0.66913 |  |  |  | 0
[10 empty] | -0.60768 |  | 0.65768 |  |  |  | 0
[10 empty] | -0.60888 |  | 0.65888 |  |  |  | 0
[10 empty] | -0.64273 |  | 0.69273 |  |  |  | 0
[10 empty] | -0.60061 |  | 0.65061 |  |  |  | 0
[10 empty] | -0.58152 |  | 0.63152 |  |  |  | 0
[10 empty] | -0.55025 |  | 0.60025 |  |  |  | 0
[10 empty] | -0.59436 |  | 0.64436 |  |  |  | 0
[10 empty] | -0.63436 |  | 0.68436 |  |  |  | 0
[10 empty] | -0.60676 |  | 0.65676 |  |  |  | 0
[10 empty] | -0.65308 |  | 0.70308 |  |  |  | 0
[10 empty] | -0.67993 |  | 0.72993 |  |  |  | 0
[10 empty] | -0.64883 |  | 0.69883 |  |  |  | 0
[10 empty] | -0.64025 |  | 0.69025 |  |  |  | 0
[10 empty] | -0.61521 |  | 0.66521 |  |  |  | 0
[10 empty] | -0.61254 |  | 0.66254 |  |  |  | 0
[10 empty] | -0.63523 |  | 0.68523 |  |  |  | 0
[10 empty] | -0.61481 |  | 0.66481 |  |  |  | 0
[10 empty] | -0.60854 |  | 0.65854 |  |  |  | 0
[10 empty] | -0.56935 |  | 0.61935 |  |  |  | 0
[10 empty] | -0.5983 |  | 0.6483 |  |  |  | 0
[10 empty] | -0.54968 |  | 0.59968 |  |  |  | 0
[10 empty] | -0.56428 |  | 0.61428 |  |  |  | 0
[10 empty] | -0.59024 |  | 0.64024 |  |  |  | 0
[10 empty] | -0.63005 |  | 0.68005 |  |  |  | 0
[10 empty] | -0.64596 |  | 0.69596 |  |  |  | 0
[10 empty] | -0.63964 |  | 0.68964 |  |  |  | 0
[10 empty] | -0.6295 |  | 0.6795 |  |  |  | 0
[10 empty] | -0.58497 |  | 0.63497 |  |  |  | 0
[10 empty] | -0.53706 |  | 0.58706 |  |  |  | 0
[10 empty] | -0.57113 |  | 0.62113 |  |  |  | 0
[10 empty] | -0.55891 |  | 0.60891 |  |  |  | 0
[10 empty] | -0.59245 |  | 0.64245 |  |  |  | 0
[10 empty] | -0.54348 |  | 0.59348 |  |  |  | 0
[10 empty] | -0.54335 |  | 0.59335 |  |  |  | 0
[10 empty] | -0.58899 |  | 0.63899 |  |  |  | 0
[10 empty] | -0.57089 |  | 0.62089 |  |  |  | 0
[10 empty] | -0.55179 |  | 0.60179 |  |  |  | 0
[10 empty] | -0.58203 |  | 0.63203 |  |  |  | 0
[10 empty] | -0.5718 |  | 0.6218 |  |  |  | 0
[10 empty] | -0.59722 |  | 0.64722 |  |  |  | 0
[10 empty] | -0.61341 |  | 0.66341 |  |  |  | 0
[10 empty] | -0.61596 |  | 0.66596 |  |  |  | 0
[10 empty] | -0.57089 |  | 0.62089 |  |  |  | 0
[10 empty] | -0.5539 |  | 0.6039 |  |  |  | 0
[10 empty] | -0.55595 |  | 0.60595 |  |  |  | 0
[10 empty] | -0.53214 |  | 0.58214 |  |  |  | 0
[10 empty] | -0.52188 |  | 0.57188 |  |  |  | 0
[10 empty] | -0.56342 |  | 0.61342 |  |  |  | 0
[10 empty] | -0.546 |  | 0.596 |  |  |  | 0
[10 empty] | -0.5306 |  | 0.5806 |  |  |  | 0
[10 empty] | -0.51842 |  | 0.56842 |  |  |  | 0
[10 empty] | -0.48599 |  | 0.53599 |  |  |  | 0
[10 empty] | -0.49086 |  | 0.54086 |  |  |  | 0
[10 empty] | -0.48297 |  | 0.53297 |  |  |  | 0
[10 empty] | -0.49089 |  | 0.54089 |  |  |  | 0
[10 empty] | -0.47112 |  | 0.52112 |  |  |  | 0
[10 empty] | -0.50107 |  | 0.55107 |  |  |  | 0
[10 empty] | -0.54728 |  | 0.59728 |  |  |  | 0
[10 empty] | -0.54055 |  | 0.59055 |  |  |  | 0
[10 empty] | -0.50513 |  | 0.55513 |  |  |  | 0
[10 empty] | -0.48618 |  | 0.53618 |  |  |  | 0
[10 empty] | -0.48789 |  | 0.53789 |  |  |  | 0
[10 empty] | -0.46765 |  | 0.51765 |  |  |  | 0
[10 empty] | -0.44247 |  | 0.49247 |  |  |  | 0
[10 empty] | -0.41737 |  | 0.46737 |  |  |  | 0
[10 empty] | -0.37046 |  | 0.42046 |  |  |  | 0
[10 empty] | -0.40177 |  | 0.45177 |  |  |  | 0
[10 empty] | -0.37802 |  | 0.42802 |  |  |  | 0
[10 empty] | -0.34899 |  | 0.39899 |  |  |  | 0
[10 empty] | -0.3822 |  | 0.4322 |  |  |  | 0
[10 empty] | -0.37049 |  | 0.42049 |  |  |  | 0
[10 empty] | -0.3409 |  | 0.3909 |  |  |  | 0
[10 empty] | -0.34608 |  | 0.39608 |  |  |  | 0
[10 empty] | -0.29626 |  | 0.34626 |  |  |  | 0
[10 empty] | -0.33357 |  | 0.38357 |  |  |  | 0
[10 empty] | -0.28543 |  | 0.33543 |  |  |  | 0
[10 empty] | -0.25813 |  | 0.30813 |  |  |  | 0
[10 empty] | -0.27136 |  | 0.32136 |  |  |  | 0
[10 empty] | -0.2596 |  | 0.3096 |  |  |  | 0
[10 empty] | -0.29785 |  | 0.34785 |  |  |  | 0
[10 empty] | -0.33719 |  | 0.38719 |  |  |  | 0
[10 empty] | -0.35645 |  | 0.40645 |  |  |  | 0
[10 empty] | -0.3707 |  | 0.4207 |  |  |  | 0
[10 empty] | -0.33637 |  | 0.38637 |  |  |  | 0
[10 empty] | -0.35079 |  | 0.40079 |  |  |  | 0
[10 empty] | -0.30685 |  | 0.35685 |  |  |  | 0
[10 empty] | -0.29183 |  | 0.34183 |  |  |  | 0
[10 empty] | -0.26284 |  | 0.31284 |  |  |  | 0
[10 empty] | -0.22132 |  | 0.27132 |  |  |  | 0
[10 empty] | -0.20151 |  | 0.25151 |  |  |  | 0
[10 empty] | -0.15214 |  | 0.20214 |  |  |  | 0
[10 empty] | -0.1264 |  | 0.1764 |  |  |  | 0
[10 empty] | -0.096893 |  | 0.14689 |  |  |  | 0
[10 empty] | -0.10983 |  | 0.15983 |  |  |  | 0
[10 empty] | -0.073812 |  | 0.12381 |  |  |  | 0
[10 empty] | -0.028384 |  | 0.078384 |  |  |  | 0
[10 empty] | -0.015907 |  | 0.065907 |  |  |  | 0
[10 empty] | -0.029664 |  | 0.079664 |  |  |  | 0
[10 empty] | -0.0065755 |  | 0.056576 |  |  |  | 0
[10 empty] | -0.016044 |  | 0.066044 |  |  |  | 0
[10 empty] | -0.04391 |  | 0.09391 |  |  |  | 0
[10 empty] | -0.012034 |  | 0.062034 |  |  |  | 0
[10 empty] | -0.025515 |  | 0.075515 |  |  |  | 0
[10 empty] | -0.072445 |  | 0.12244 |  |  |  | 0
[10 empty] | -0.084951 |  | 0.13495 |  |  |  | 0
[10 empty] | -0.077987 |  | 0.12799 |  |  |  | 0
[10 empty] | -0.041294 |  | 0.091294 |  |  |  | 0
[10 empty] | -0.014837 |  | 0.064837 |  |  |  | 0
[10 empty] | -0.019314 |  | 0.069314 |  |  |  | 0
[10 empty] | -0.018876 |  | 0.068876 |  |  |  | 0
[10 empty] | -0.046304 |  | 0.096304 |  |  |  | 0
[10 empty] | -0.040034 |  | 0.090034 |  |  |  | 0
[10 empty] | -0.073416 |  | 0.12342 |  |  |  | 0
[10 empty] | -0.066129 |  | 0.11613 |  |  |  | 0
[10 empty] | -0.1028 |  | 0.1528 |  |  |  | 0
[10 empty] | -0.1162 |  | 0.1662 |  |  |  | 0
[10 empty] | -0.12339 |  | 0.17339 |  |  |  | 0
[10 empty] | -0.11803 |  | 0.16803 |  |  |  | 0
[10 empty] | -0.15283 |  | 0.20283 |  |  |  | 0
[10 empty] | -0.14282 |  | 0.19282 |  |  |  | 0
[10 empty] | -0.15928 |  | 0.20928 |  |  |  | 0
[10 empty] | -0.13833 |  | 0.18833 |  |  |  | 0
[10 empty] | -0.12359 |  | 0.17359 |  |  |  | 0
[10 empty] | -0.13291 |  | 0.18291 |  |  |  | 0
[10 empty] | -0.103 |  | 0.153 |  |  |  | 0
[10 empty] | -0.11428 |  | 0.16428 |  |  |  | 0
[10 empty] | -0.070612 |  | 0.12061 |  |  |  | 0
[10 empty] | -0.10667 |  | 0.15667 |  |  |  | 0
[10 empty] | -0.13393 |  | 0.18393 |  |  |  | 0
[10 empty] | -0.12146 |  | 0.17146 |  |  |  | 0
[10 empty] | -0.11926 |  | 0.16926 |  |  |  | 0
[10 empty] | -0.15014 |  | 0.20014 |  |  |  | 0
[10 empty] | -0.18113 |  | 0.23113 |  |  |  | 0
[10 empty] | -0.14888 |  | 0.19888 |  |  |  | 0
[10 empty] | -0.13848 |  | 0.18848 |  |  |  | 0
[10 empty] | -0.12348 |  | 0.17348 |  |  |  | 0
[10 empty] | -0.085716 |  | 0.13572 |  |  |  | 0
[10 empty] | -0.039641 |  | 0.089641 |  |  |  | 0
[10 empty] | -0.051265 |  | 0.10127 |  |  |  | 0
[10 empty] | -0.0090957 |  | 0.059096 |  |  |  | 0
[10 empty] | -0.020499 |  | 0.070499 |  |  |  | 0
[10 empty] | -0.036048 |  | 0.086048 |  |  |  | 0
[10 empty] | -0.015488 |  | 0.065488 |  |  |  | 0
[10 empty] | -0.029141 |  | 0.079141 |  |  |  | 0
[10 empty] | -0.049914 |  | 0.099914 |  |  |  | 0
[10 empty] | -0.081014 |  | 0.13101 |  |  |  | 0
[10 empty] | -0.12295 |  | 0.17295 |  |  |  | 0
[10 empty] | -0.16306 |  | 0.21306 |  |  |  | 0
[10 empty] | -0.18559 |  | 0.23559 |  |  |  | 0
[10 empty] | -0.15552 |  | 0.20552 |  |  |  | 0
[10 empty] | -0.10712 |  | 0.15712 |  |  |  | 0
[10 empty] | -0.083008 |  | 0.13301 |  |  |  | 0
[10 empty] | -0.11849 |  | 0.16849 |  |  |  | 0
[10 empty] | -0.16531 |  | 0.21531 |  |  |  | 0
[10 empty] | -0.12469 |  | 0.17469 |  |  |  | 0
[10 empty] | -0.13211 |  | 0.18211 |  |  |  | 0
[10 empty] | -0.15242 |  | 0.20242 |  |  |  | 0
[10 empty] | -0.18217 |  | 0.23217 |  |  |  | 0
[10 empty] | -0.14998 |  | 0.19998 |  |  |  | 0
[10 empty] | -0.12876 |  | 0.17876 |  |  |  | 0
[10 empty] | -0.096721 |  | 0.14672 |  |  |  | 0
[10 empty] | -0.063332 |  | 0.11333 |  |  |  | 0
[10 empty] | -0.045408 |  | 0.095408 |  |  |  | 0
[10 empty] | -0.033961 |  | 0.083961 |  |  |  | 0
[10 empty] | -0.0016694 |  | 0.051669 |  |  |  | 0
[10 empty] | -0.019958 |  | 0.069958 |  |  |  | 0
[10 empty] | -0.038134 |  | 0.088134 |  |  |  | 0
[10 empty] | -0.019882 |  | 0.069882 |  |  |  | 0
[10 empty] | -0.0094119 |  | 0.059412 |  |  |  | 0
[10 empty] | -0.039477 |  | 0.089477 |  |  |  | 0
[10 empty] | -0.081645 |  | 0.13164 |  |  |  | 0
[10 empty] | -0.064776 |  | 0.11478 |  |  |  | 0
[10 empty] | -0.078103 |  | 0.1281 |  |  |  | 0
[10 empty] | -0.097452 |  | 0.14745 |  |  |  | 0
[10 empty] | -0.065117 |  | 0.11512 |  |  |  | 0
[10 empty] | -0.04902 |  | 0.09902 |  |  |  | 0
[10 empty] | -0.055411 |  | 0.10541 |  |  |  | 0
[10 empty] | -0.030766 |  | 0.080766 |  |  |  | 0
[10 empty] | -0.013619 |  | 0.063619 |  |  |  | 0
[10 empty] | -0.020011 |  | 0.070011 |  |  |  | 0
[10 empty] | -0.027004 |  | 0.077004 |  |  |  | 0
[10 empty] | -0.034802 |  | 0.084802 |  |  |  | 0
[10 empty] | -0.0019626 |  | 0.051963 |  |  |  | 0
[10 empty] | -0.0036409 |  | 0.053641 |  |  |  | 0
[10 empty] | -0.0062788 |  | 0.056279 |  |  |  | 0
[10 empty] | -0.028479 |  | 0.078479 |  |  |  | 0
[10 empty] | -0.014338 |  | 0.064338 |  |  |  | 0
[10 empty] | -0.011889 |  | 0.061889 |  |  |  | 0
[10 empty] | -0.0018849 |  | 0.051885 |  |  |  | 0
[10 empty] | -0.028898 |  | 0.078898 |  |  |  | 0
[10 empty] | -0.030541 |  | 0.080541 |  |  |  | 0
[10 empty] | -0.034634 |  | 0.084634 |  |  |  | 0
[10 empty] | -0.009701 |  | 0.059701 |  |  |  | 0
[10 empty] | -0.033031 |  | 0.083031 |  |  |  | 0
[10 empty] | -0.067992 |  | 0.11799 |  |  |  | 0
[10 empty] | -0.085625 |  | 0.13562 |  |  |  | 0
[10 empty] | -0.071689 |  | 0.12169 |  |  |  | 0
[10 empty] | -0.061931 |  | 0.11193 |  |  |  | 0
[10 empty] | -0.089442 |  | 0.13944 |  |  |  | 0
[10 empty] | -0.06432 |  | 0.11432 |  |  |  | 0
[10 empty] | -0.076095 |  | 0.12609 |  |  |  | 0
[10 empty] | -0.051719 |  | 0.10172 |  |  |  | 0
[10 empty] | -0.057447 |  | 0.10745 |  |  |  | 0
[10 empty] | -0.020226 |  | 0.070226 |  |  |  | 0
[10 empty] | -0.051058 |  | 0.10106 |  |  |  | 0
[10 empty] | -0.080661 |  | 0.13066 |  |  |  | 0
[10 empty] | -0.058877 |  | 0.10888 |  |  |  | 0
[10 empty] | -0.058951 |  | 0.10895 |  |  |  | 0
[10 empty] | -0.097922 |  | 0.14792 |  |  |  | 0
[10 empty] | -0.054765 |  | 0.10476 |  |  |  | 0
[10 empty] | -0.014335 |  | 0.064335 |  |  |  | 0
[10 empty] | -0.0062976 |  | 0.056298 |  |  |  | 0
[10 empty] | -0.041601 |  | 0.091601 |  |  |  | 0
[10 empty] | -0.068987 |  | 0.11899 |  |  |  | 0
[10 empty] | -0.040522 |  | 0.090522 |  |  |  | 0
[10 empty] | -0.071611 |  | 0.12161 |  |  |  | 0
[10 empty] | -0.03626 |  | 0.08626 |  |  |  | 0
[10 empty] | -0.02422 |  | 0.07422 |  |  |  | 0
[10 empty] | -0.044996 |  | 0.094996 |  |  |  | 0
[10 empty] | -0.059499 |  | 0.1095 |  |  |  | 0
[10 empty] | -0.012409 |  | 0.062409 |  |  |  | 0
[10 empty] | -0.011947 |  | 0.061947 |  |  |  | 0
[10 empty] | -0.025889 |  | 0.075889 |  |  |  | 0
[10 empty] | -0.037202 |  | 0.087202 |  |  |  | 0
[10 empty] | -0.024213 |  | 0.074213 |  |  |  | 0
[10 empty] | -0.050714 |  | 0.10071 |  |  |  | 0
[10 empty] | -0.049129 |  | 0.099129 |  |  |  | 0
[10 empty] | -0.055858 |  | 0.10586 |  |  |  | 0
[10 empty] | -0.026297 |  | 0.076297 |  |  |  | 0
[10 empty] | -0.036708 |  | 0.086708 |  |  |  | 0
[10 empty] | -0.011547 |  | 0.061547 |  |  |  | 0
[10 empty] | -0.01671 |  | 0.06671 |  |  |  | 0
[10 empty] | -0.046271 |  | 0.096271 |  |  |  | 0
[10 empty] | -0.064335 |  | 0.11433 |  |  |  | 0
[10 empty] | -0.061167 |  | 0.11117 |  |  |  | 0
[10 empty] | -0.028454 |  | 0.078454 |  |  |  | 0
[10 empty] | -0.030454 |  | 0.080454 |  |  |  | 0
[10 empty] | -0.052534 |  | 0.10253 |  |  |  | 0
[10 empty] | -0.048663 |  | 0.098663 |  |  |  | 0
[10 empty] | -0.0062041 |  | 0.056204 |  |  |  | 0
[10 empty] | -0.012106 |  | 0.062106 |  |  |  | 0
[10 empty] | -0.00049623 |  | 0.050496 |  |  |  | 0
[10 empty] | -0.0026879 |  | 0.052688 |  |  |  | 0
[10 empty] | -0.034678 |  | 0.084678 |  |  |  | 0
[10 empty] | -0.0015354 |  | 0.051535 |  |  |  | 0
[10 empty] | -0.013548 |  | 0.063548 |  |  |  | 0
[10 empty] | -0.021558 |  | 0.071558 |  |  |  | 0
[10 empty] | -0.016054 |  | 0.066054 |  |  |  | 0
[10 empty] | -0.00044046 |  | 0.05044 |  |  |  | 0
[10 empty] | -0.029404 |  | 0.079404 |  |  |  | 0
[10 empty] | -0.020448 |  | 0.070448 |  |  |  | 0
[10 empty] | -0.020458 |  | 0.070458 |  |  |  | 0
[10 empty] | -0.017278 |  | 0.067278 |  |  |  | 0
[10 empty] | -0.031721 |  | 0.081721 |  |  |  | 0
[10 empty] | -0.0012861 |  | 0.051286 |  |  |  | 0
[10 empty] | -0.013952 |  | 0.063952 |  |  |  | 0
[10 empty] | -0.01473 |  | 0.06473 |  |  |  | 0
[10 empty] | -0.02571 |  | 0.07571 |  |  |  | 0
[10 empty] | -0.065144 |  | 0.11514 |  |  |  | 0
[10 empty] | -0.045135 |  | 0.095135 |  |  |  | 0
[10 empty] | -0.0038883 |  | 0.053888 |  |  |  | 0
[10 empty] | -0.0093199 |  | 0.05932 |  |  |  | 0
[10 empty] | -0.0097254 |  | 0.059725 |  |  |  | 0
[10 empty] | -0.00024149 |  | 0.050241 |  |  |  | 0
[10 empty] | -0.021315 |  | 0.071315 |  |  |  | 0
[10 empty] | -0.041007 |  | 0.091007 |  |  |  | 0
[10 empty] | -0.016657 |  | 0.066657 |  |  |  | 0
[10 empty] | -0.06375 |  | 0.11375 |  |  |  | 0
[10 empty] | -0.019294 |  | 0.069294 |  |  |  | 0
[10 empty] | -0.041451 |  | 0.091451 |  |  |  | 0
[10 empty] | -0.037765 |  | 0.087765 |  |  |  | 0
[10 empty] | -0.069151 |  | 0.11915 |  |  |  | 0
[10 empty] | -0.076967 |  | 0.12697 |  |  |  | 0
[10 empty] | -0.081548 |  | 0.13155 |  |  |  | 0
[10 empty] | -0.11871 |  | 0.16871 |  |  |  | 0
[10 empty] | -0.088486 |  | 0.13849 |  |  |  | 0
[10 empty] | -0.08292 |  | 0.13292 |  |  |  | 0
[10 empty] | -0.033403 |  | 0.083403 |  |  |  | 0
[10 empty] | -0.034402 |  | 0.084402 |  |  |  | 0
[10 empty] | -0.068489 |  | 0.11849 |  |  |  | 0
[10 empty] | -0.11368 |  | 0.16368 |  |  |  | 0
[10 empty] | -0.069554 |  | 0.11955 |  |  |  | 0
[10 empty] | -0.064048 |  | 0.11405 |  |  |  | 0
[10 empty] | -0.10354 |  | 0.15354 |  |  |  | 0
[10 empty] | -0.053597 |  | 0.1036 |  |  |  | 0
[10 empty] | -0.0066781 |  | 0.056678 |  |  |  | 0
[10 empty] | -0.050745 |  | 0.10075 |  |  |  | 0
[10 empty] | -0.012396 |  | 0.062396 |  |  |  | 0
[10 empty] | -0.009017 |  | 0.059017 |  |  |  | 0
[10 empty] | -0.023298 |  | 0.073298 |  |  |  | 0
[10 empty] | -0.010335 |  | 0.060335 |  |  |  | 0
[10 empty] | -0.0045668 |  | 0.054567 |  |  |  | 0
[10 empty] | -0.020213 |  | 0.070213 |  |  |  | 0
[10 empty] | -0.063373 |  | 0.11337 |  |  |  | 0
[10 empty] | -0.060154 |  | 0.11015 |  |  |  | 0
[10 empty] | -0.10352 |  | 0.15352 |  |  |  | 0
[10 empty] | -0.14006 |  | 0.19006 |  |  |  | 0
[10 empty] | -0.10637 |  | 0.15637 |  |  |  | 0
[10 empty] | -0.12622 |  | 0.17622 |  |  |  | 0
[10 empty] | -0.12968 |  | 0.17968 |  |  |  | 0
[10 empty] | -0.10376 |  | 0.15376 |  |  |  | 0
[10 empty] | -0.074509 |  | 0.12451 |  |  |  | 0
[10 empty] | -0.033696 |  | 0.083696 |  |  |  | 0
[10 empty] | -0.049371 |  | 0.099371 |  |  |  | 0
[10 empty] | -0.054456 |  | 0.10446 |  |  |  | 0
[10 empty] | -0.087739 |  | 0.13774 |  |  |  | 0
[10 empty] | -0.095903 |  | 0.1459 |  |  |  | 0
[10 empty] | -0.068694 |  | 0.11869 |  |  |  | 0
[10 empty] | -0.042873 |  | 0.092873 |  |  |  | 0
[10 empty] | -0.0001918 |  | 0.050192 |  |  |  | 0
[10 empty] | -0.041995 |  | 0.091995 |  |  |  | 0
[10 empty] | -0.024737 |  | 0.074737 |  |  |  | 0
[10 empty] | -0.071039 |  | 0.12104 |  |  |  | 0
[10 empty] | -0.11546 |  | 0.16546 |  |  |  | 0
[10 empty] | -0.15327 |  | 0.20327 |  |  |  | 0
[10 empty] | -0.17269 |  | 0.22269 |  |  |  | 0
[10 empty] | -0.17029 |  | 0.22029 |  |  |  | 0
[10 empty] | -0.14649 |  | 0.19649 |  |  |  | 0
[10 empty] | -0.17918 |  | 0.22918 |  |  |  | 0
[10 empty] | -0.18957 |  | 0.23957 |  |  |  | 0
[10 empty] | -0.2337 |  | 0.2837 |  |  |  | 0
[10 empty] | -0.2019 |  | 0.2519 |  |  |  | 0
[10 empty] | -0.17655 |  | 0.22655 |  |  |  | 0
[10 empty] | -0.13882 |  | 0.18882 |  |  |  | 0
[10 empty] | -0.17092 |  | 0.22092 |  |  |  | 0
[10 empty] | -0.16313 |  | 0.21313 |  |  |  | 0
[10 empty] | -0.12422 |  | 0.17422 |  |  |  | 0
[10 empty] | -0.099174 |  | 0.14917 |  |  |  | 0
[10 empty] | -0.13711 |  | 0.18711 |  |  |  | 0
[10 empty] | -0.12515 |  | 0.17515 |  |  |  | 0
[10 empty] | -0.1716 |  | 0.2216 |  |  |  | 0
[10 empty] | -0.20093 |  | 0.25093 |  |  |  | 0
[10 empty] | -0.24637 |  | 0.29637 |  |  |  | 0
[10 empty] | -0.24284 |  | 0.29284 |  |  |  | 0
[10 empty] | -0.24259 |  | 0.29259 |  |  |  | 0
[10 empty] | -0.24966 |  | 0.29966 |  |  |  | 0
[10 empty] | -0.2712 |  | 0.3212 |  |  |  | 0
[10 empty] | -0.26851 |  | 0.31851 |  |  |  | 0
[10 empty] | -0.24638 |  | 0.29638 |  |  |  | 0
[10 empty] | -0.20359 |  | 0.25359 |  |  |  | 0
[10 empty] | -0.18269 |  | 0.23269 |  |  |  | 0
[10 empty] | -0.22844 |  | 0.27844 |  |  |  | 0
[10 empty] | -0.225 |  | 0.275 |  |  |  | 0
[10 empty] | -0.20283 |  | 0.25283 |  |  |  | 0
[10 empty] | -0.24262 |  | 0.29262 |  |  |  | 0
[10 empty] | -0.21321 |  | 0.26321 |  |  |  | 0
[10 empty] | -0.17776 |  | 0.22776 |  |  |  | 0
[10 empty] | -0.20022 |  | 0.25022 |  |  |  | 0
[10 empty] | -0.248 |  | 0.298 |  |  |  | 0
[10 empty] | -0.26777 |  | 0.31777 |  |  |  | 0
[10 empty] | -0.29309 |  | 0.34309 |  |  |  | 0
[10 empty] | -0.31747 |  | 0.36747 |  |  |  | 0
[10 empty] | -0.29826 |  | 0.34826 |  |  |  | 0
[10 empty] | -0.33299 |  | 0.38299 |  |  |  | 0
[10 empty] | -0.31326 |  | 0.36326 |  |  |  | 0
[10 empty] | -0.28499 |  | 0.33499 |  |  |  | 0
[10 empty] | -0.29609 |  | 0.34609 |  |  |  | 0
[10 empty] | -0.25498 |  | 0.30498 |  |  |  | 0
[10 empty] | -0.24459 |  | 0.29459 |  |  |  | 0
[10 empty] | -0.2126 |  | 0.2626 |  |  |  | 0
[10 empty] | -0.24179 |  | 0.29179 |  |  |  | 0
[10 empty] | -0.207 |  | 0.257 |  |  |  | 0
[10 empty] | -0.20285 |  | 0.25285 |  |  |  | 0
[10 empty] | -0.21856 |  | 0.26856 |  |  |  | 0
[10 empty] | -0.17202 |  | 0.22202 |  |  |  | 0
[10 empty] | -0.15071 |  | 0.20071 |  |  |  | 0
[10 empty] | -0.17674 |  | 0.22674 |  |  |  | 0
[10 empty] | -0.17037 |  | 0.22037 |  |  |  | 0
[10 empty] | -0.14492 |  | 0.19492 |  |  |  | 0
[10 empty] | -0.13016 |  | 0.18016 |  |  |  | 0
[10 empty] | -0.14783 |  | 0.19783 |  |  |  | 0
[10 empty] | -0.10656 |  | 0.15656 |  |  |  | 0
[10 empty] | -0.1119 |  | 0.1619 |  |  |  | 0
[10 empty] | -0.071934 |  | 0.12193 |  |  |  | 0
[10 empty] | -0.054248 |  | 0.10425 |  |  |  | 0
[10 empty] | -0.067398 |  | 0.1174 |  |  |  | 0
[10 empty] | -0.022856 |  | 0.072856 |  |  |  | 0
[10 empty] | -0.037638 |  | 0.087638 |  |  |  | 0
[10 empty] | -0.006284 |  | 0.056284 |  |  |  | 0
[10 empty] | -0.037889 |  | 0.087889 |  |  |  | 0
[10 empty] | -0.085148 |  | 0.13515 |  |  |  | 0
[10 empty] | -0.082002 |  | 0.132 |  |  |  | 0
[10 empty] | -0.12174 |  | 0.17174 |  |  |  | 0
[10 empty] | -0.16851 |  | 0.21851 |  |  |  | 0
[10 empty] | -0.15907 |  | 0.20907 |  |  |  | 0
[10 empty] | -0.15461 |  | 0.20461 |  |  |  | 0
[10 empty] | -0.12091 |  | 0.17091 |  |  |  | 0
[10 empty] | -0.11867 |  | 0.16867 |  |  |  | 0
[10 empty] | -0.082028 |  | 0.13203 |  |  |  | 0
[10 empty] | -0.10669 |  | 0.15669 |  |  |  | 0
[10 empty] | -0.10349 |  | 0.15349 |  |  |  | 0
[10 empty] | -0.059922 |  | 0.10992 |  |  |  | 0
[10 empty] | -0.032675 |  | 0.082675 |  |  |  | 0
[10 empty] | -0.034085 |  | 0.084085 |  |  |  | 0
[10 empty] | -0.0026109 |  | 0.052611 |  |  |  | 0
[10 empty] | -0.031808 |  | 0.081808 |  |  |  | 0
[10 empty] | -0.040761 |  | 0.090761 |  |  |  | 0
[10 empty] | -0.04855 |  | 0.09855 |  |  |  | 0
[10 empty] | -0.073863 |  | 0.12386 |  |  |  | 0
[10 empty] | -0.046827 |  | 0.096827 |  |  |  | 0
[10 empty] | -0.092922 |  | 0.14292 |  |  |  | 0
[10 empty] | -0.06205 |  | 0.11205 |  |  |  | 0
[10 empty] | -0.076564 |  | 0.12656 |  |  |  | 0
[10 empty] | -0.041749 |  | 0.091749 |  |  |  | 0
[10 empty] | -0.031219 |  | 0.081219 |  |  |  | 0
[10 empty] | -0.0022519 |  | 0.052252 |  |  |  | 0
[10 empty] | -0.052098 |  | 0.1021 |  |  |  | 0
[10 empty] | -0.0046498 |  | 0.05465 |  |  |  | 0
[10 empty] | -0.048404 |  | 0.098404 |  |  |  | 0
[10 empty] | -0.070282 |  | 0.12028 |  |  |  | 0
[10 empty] | -0.028155 |  | 0.078155 |  |  |  | 0
[10 empty] | -0.031757 |  | 0.081757 |  |  |  | 0
[10 empty] | -0.018913 |  | 0.068913 |  |  |  | 0
[10 empty] | -0.025298 |  | 0.075298 |  |  |  | 0
[10 empty] | -0.063109 |  | 0.11311 |  |  |  | 0
[10 empty] | -0.071131 |  | 0.12113 |  |  |  | 0
[10 empty] | -0.071385 |  | 0.12139 |  |  |  | 0
[10 empty] | -0.070997 |  | 0.121 |  |  |  | 0
[10 empty] | -0.11265 |  | 0.16265 |  |  |  | 0
[10 empty] | -0.14083 |  | 0.19083 |  |  |  | 0
[10 empty] | -0.14775 |  | 0.19775 |  |  |  | 0
[10 empty] | -0.108 |  | 0.158 |  |  |  | 0
[10 empty] | -0.14045 |  | 0.19045 |  |  |  | 0
[10 empty] | -0.091749 |  | 0.14175 |  |  |  | 0
[10 empty] | -0.13601 |  | 0.18601 |  |  |  | 0
[10 empty] | -0.094502 |  | 0.1445 |  |  |  | 0
[10 empty] | -0.12125 |  | 0.17125 |  |  |  | 0
[10 empty] | -0.15172 |  | 0.20172 |  |  |  | 0
[10 empty] | -0.1378 |  | 0.1878 |  |  |  | 0
[10 empty] | -0.10444 |  | 0.15444 |  |  |  | 0
[10 empty] | -0.15095 |  | 0.20095 |  |  |  | 0
[10 empty] | -0.15481 |  | 0.20481 |  |  |  | 0
[10 empty] | -0.1609 |  | 0.2109 |  |  |  | 0
[10 empty] | -0.14869 |  | 0.19869 |  |  |  | 0
[10 empty] | -0.11379 |  | 0.16379 |  |  |  | 0
[10 empty] | -0.107 |  | 0.157 |  |  |  | 0
[10 empty] | -0.070532 |  | 0.12053 |  |  |  | 0
[10 empty] | -0.095747 |  | 0.14575 |  |  |  | 0
[10 empty] | -0.11981 |  | 0.16981 |  |  |  | 0
[10 empty] | -0.16324 |  | 0.21324 |  |  |  | 0
[10 empty] | -0.20812 |  | 0.25812 |  |  |  | 0
[10 empty] | -0.21762 |  | 0.26762 |  |  |  | 0
[10 empty] | -0.197 |  | 0.247 |  |  |  | 0
[10 empty] | -0.23713 |  | 0.28713 |  |  |  | 0
[10 empty] | -0.20517 |  | 0.25517 |  |  |  | 0
[10 empty] | -0.16888 |  | 0.21888 |  |  |  | 0
[10 empty] | -0.15902 |  | 0.20902 |  |  |  | 0
[10 empty] | -0.11235 |  | 0.16235 |  |  |  | 0
[10 empty] | -0.12774 |  | 0.17774 |  |  |  | 0
[10 empty] | -0.1642 |  | 0.2142 |  |  |  | 0
[10 empty] | -0.13334 |  | 0.18334 |  |  |  | 0
[10 empty] | -0.15677 |  | 0.20677 |  |  |  | 0
[10 empty] | -0.1723 |  | 0.2223 |  |  |  | 0
[10 empty] | -0.15762 |  | 0.20762 |  |  |  | 0
[10 empty] | -0.17755 |  | 0.22755 |  |  |  | 0
[10 empty] | -0.20792 |  | 0.25792 |  |  |  | 0
[10 empty] | -0.19374 |  | 0.24374 |  |  |  | 0
[10 empty] | -0.21538 |  | 0.26538 |  |  |  | 0
[10 empty] | -0.24666 |  | 0.29666 |  |  |  | 0
[10 empty] | -0.24361 |  | 0.29361 |  |  |  | 0
[10 empty] | -0.23195 |  | 0.28195 |  |  |  | 0
[10 empty] | -0.28113 |  | 0.33113 |  |  |  | 0
[10 empty] | -0.27794 |  | 0.32794 |  |  |  | 0
[10 empty] | -0.30493 |  | 0.35493 |  |  |  | 0
[10 empty] | -0.26745 |  | 0.31745 |  |  |  | 0
[10 empty] | -0.23115 |  | 0.28115 |  |  |  | 0
[10 empty] | -0.23345 |  | 0.28345 |  |  |  | 0
[10 empty] | -0.22191 |  | 0.27191 |  |  |  | 0
[10 empty] | -0.17227 |  | 0.22227 |  |  |  | 0
[10 empty] | -0.20037 |  | 0.25037 |  |  |  | 0
[10 empty] | -0.24534 |  | 0.29534 |  |  |  | 0
[10 empty] | -0.21746 |  | 0.26746 |  |  |  | 0
[10 empty] | -0.16933 |  | 0.21933 |  |  |  | 0
[10 empty] | -0.1702 |  | 0.2202 |  |  |  | 0
[10 empty] | -0.17848 |  | 0.22848 |  |  |  | 0
[10 empty] | -0.19939 |  | 0.24939 |  |  |  | 0
[10 empty] | -0.16029 |  | 0.21029 |  |  |  | 0
[10 empty] | -0.17045 |  | 0.22045 |  |  |  | 0
[10 empty] | -0.19249 |  | 0.24249 |  |  |  | 0
[10 empty] | -0.22657 |  | 0.27657 |  |  |  | 0
[10 empty] | -0.22437 |  | 0.27437 |  |  |  | 0
[10 empty] | -0.25873 |  | 0.30873 |  |  |  | 0
[10 empty] | -0.21677 |  | 0.26677 |  |  |  | 0
[10 empty] | -0.23401 |  | 0.28401 |  |  |  | 0
[10 empty] | -0.19535 |  | 0.24535 |  |  |  | 0
[10 empty] | -0.17711 |  | 0.22711 |  |  |  | 0
[10 empty] | -0.12953 |  | 0.17953 |  |  |  | 0
[10 empty] | -0.080031 |  | 0.13003 |  |  |  | 0
[10 empty] | -0.080734 |  | 0.13073 |  |  |  | 0
[10 empty] | -0.046492 |  | 0.096492 |  |  |  | 0
[10 empty] | -0.031216 |  | 0.081216 |  |  |  | 0
[10 empty] | -0.038956 |  | 0.088956 |  |  |  | 0
[10 empty] | -0.059732 |  | 0.10973 |  |  |  | 0
[10 empty] | -0.06579 |  | 0.11579 |  |  |  | 0
[10 empty] | -0.088013 |  | 0.13801 |  |  |  | 0
[10 empty] | -0.061352 |  | 0.11135 |  |  |  | 0
[10 empty] | -0.080642 |  | 0.13064 |  |  |  | 0
[10 empty] | -0.068052 |  | 0.11805 |  |  |  | 0
[10 empty] | -0.088429 |  | 0.13843 |  |  |  | 0
[10 empty] | -0.068816 |  | 0.11882 |  |  |  | 0
[10 empty] | -0.062392 |  | 0.11239 |  |  |  | 0
[10 empty] | -0.08373 |  | 0.13373 |  |  |  | 0
[10 empty] | -0.12698 |  | 0.17698 |  |  |  | 0
[10 empty] | -0.14403 |  | 0.19403 |  |  |  | 0
[10 empty] | -0.14655 |  | 0.19655 |  |  |  | 0
[10 empty] | -0.16733 |  | 0.21733 |  |  |  | 0
[10 empty] | -0.20882 |  | 0.25882 |  |  |  | 0
[10 empty] | -0.25791 |  | 0.30791 |  |  |  | 0
[10 empty] | -0.21181 |  | 0.26181 |  |  |  | 0
[10 empty] | -0.19248 |  | 0.24248 |  |  |  | 0
[10 empty] | -0.17825 |  | 0.22825 |  |  |  | 0
[10 empty] | -0.19441 |  | 0.24441 |  |  |  | 0
[10 empty] | -0.15095 |  | 0.20095 |  |  |  | 0
[10 empty] | -0.172 |  | 0.222 |  |  |  | 0
[10 empty] | -0.13419 |  | 0.18419 |  |  |  | 0
[10 empty] | -0.15605 |  | 0.20605 |  |  |  | 0
[10 empty] | -0.19765 |  | 0.24765 |  |  |  | 0
[10 empty] | -0.21537 |  | 0.26537 |  |  |  | 0
[10 empty] | -0.17933 |  | 0.22933 |  |  |  | 0
[10 empty] | -0.1814 |  | 0.2314 |  |  |  | 0
[10 empty] | -0.2309 |  | 0.2809 |  |  |  | 0
[10 empty] | -0.22506 |  | 0.27506 |  |  |  | 0
[10 empty] | -0.26976 |  | 0.31976 |  |  |  | 0
[10 empty] | -0.24478 |  | 0.29478 |  |  |  | 0
[10 empty] | -0.25178 |  | 0.30178 |  |  |  | 0
[10 empty] | -0.21615 |  | 0.26615 |  |  |  | 0
[10 empty] | -0.1873 |  | 0.2373 |  |  |  | 0
[10 empty] | -0.18599 |  | 0.23599 |  |  |  | 0
[10 empty] | -0.16992 |  | 0.21992 |  |  |  | 0
[10 empty] | -0.17515 |  | 0.22515 |  |  |  | 0
[10 empty] | -0.16884 |  | 0.21884 |  |  |  | 0
[10 empty] | -0.20219 |  | 0.25219 |  |  |  | 0
[10 empty] | -0.16587 |  | 0.21587 |  |  |  | 0
[10 empty] | -0.17829 |  | 0.22829 |  |  |  | 0
[10 empty] | -0.12839 |  | 0.17839 |  |  |  | 0
[10 empty] | -0.1167 |  | 0.1667 |  |  |  | 0
[10 empty] | -0.10767 |  | 0.15767 |  |  |  | 0
[10 empty] | -0.065443 |  | 0.11544 |  |  |  | 0
[10 empty] | -0.086766 |  | 0.13677 |  |  |  | 0
[10 empty] | -0.1031 |  | 0.1531 |  |  |  | 0
[10 empty] | -0.15043 |  | 0.20043 |  |  |  | 0
[10 empty] | -0.17807 |  | 0.22807 |  |  |  | 0
[10 empty] | -0.1717 |  | 0.2217 |  |  |  | 0
[10 empty] | -0.16438 |  | 0.21438 |  |  |  | 0
[10 empty] | -0.16527 |  | 0.21527 |  |  |  | 0
[10 empty] | -0.19077 |  | 0.24077 |  |  |  | 0
[10 empty] | -0.22816 |  | 0.27816 |  |  |  | 0
[10 empty] | -0.19929 |  | 0.24929 |  |  |  | 0
[10 empty] | -0.23274 |  | 0.28274 |  |  |  | 0
[10 empty] | -0.22981 |  | 0.27981 |  |  |  | 0
[10 empty] | -0.23882 |  | 0.28882 |  |  |  | 0
[10 empty] | -0.24501 |  | 0.29501 |  |  |  | 0
[10 empty] | -0.28441 |  | 0.33441 |  |  |  | 0
[10 empty] | -0.24743 |  | 0.29743 |  |  |  | 0
[10 empty] | -0.24234 |  | 0.29234 |  |  |  | 0
[10 empty] | -0.2593 |  | 0.3093 |  |  |  | 0
[10 empty] | -0.24787 |  | 0.29787 |  |  |  | 0
[10 empty] | -0.27252 |  | 0.32252 |  |  |  | 0
[10 empty] | -0.24384 |  | 0.29384 |  |  |  | 0
[10 empty] | -0.28331 |  | 0.33331 |  |  |  | 0
[10 empty] | -0.24366 |  | 0.29366 |  |  |  | 0
[10 empty] | -0.2363 |  | 0.2863 |  |  |  | 0
[10 empty] | -0.19331 |  | 0.24331 |  |  |  | 0
[10 empty] | -0.19602 |  | 0.24602 |  |  |  | 0
[10 empty] | -0.20146 |  | 0.25146 |  |  |  | 0
[10 empty] | -0.19596 |  | 0.24596 |  |  |  | 0
[10 empty] | -0.154 |  | 0.204 |  |  |  | 0
[10 empty] | -0.1125 |  | 0.1625 |  |  |  | 0
[10 empty] | -0.071429 |  | 0.12143 |  |  |  | 0
[10 empty] | -0.11072 |  | 0.16072 |  |  |  | 0
[10 empty] | -0.15532 |  | 0.20532 |  |  |  | 0
[10 empty] | -0.15212 |  | 0.20212 |  |  |  | 0
[10 empty] | -0.14574 |  | 0.19574 |  |  |  | 0
[10 empty] | -0.10852 |  | 0.15852 |  |  |  | 0
[10 empty] | -0.11483 |  | 0.16483 |  |  |  | 0
[10 empty] | -0.084643 |  | 0.13464 |  |  |  | 0
[10 empty] | -0.066166 |  | 0.11617 |  |  |  | 0
[10 empty] | -0.025032 |  | 0.075032 |  |  |  | 0
[10 empty] | -0.039231 |  | 0.089231 |  |  |  | 0
[10 empty] | -0.015949 |  | 0.065949 |  |  |  | 0
[10 empty] | -0.05249 |  | 0.10249 |  |  |  | 0
[10 empty] | -0.039975 |  | 0.089975 |  |  |  | 0
[10 empty] | -0.033199 |  | 0.083199 |  |  |  | 0
[10 empty] | -0.075767 |  | 0.12577 |  |  |  | 0
[10 empty] | -0.051913 |  | 0.10191 |  |  |  | 0
[10 empty] | -0.044397 |  | 0.094397 |  |  |  | 0
[10 empty] | -0.080909 |  | 0.13091 |  |  |  | 0
[10 empty] | -0.12497 |  | 0.17497 |  |  |  | 0
[10 empty] | -0.15064 |  | 0.20064 |  |  |  | 0
[10 empty] | -0.12177 |  | 0.17177 |  |  |  | 0
[10 empty] | -0.075503 |  | 0.1255 |  |  |  | 0
[10 empty] | -0.044362 |  | 0.094362 |  |  |  | 0
[10 empty] | -0.041323 |  | 0.091323 |  |  |  | 0
[10 empty] | -0.0069859 |  | 0.056986 |  |  |  | 0
[10 empty] | -0.039526 |  | 0.089526 |  |  |  | 0
[10 empty] | -0.087479 |  | 0.13748 |  |  |  | 0
[10 empty] | -0.099514 |  | 0.14951 |  |  |  | 0
[10 empty] | -0.059756 |  | 0.10976 |  |  |  | 0
[10 empty] | -0.082078 |  | 0.13208 |  |  |  | 0
[10 empty] | -0.053715 |  | 0.10371 |  |  |  | 0
[10 empty] | -0.068379 |  | 0.11838 |  |  |  | 0
[10 empty] | -0.045651 |  | 0.095651 |  |  |  | 0
[10 empty] | -0.094423 |  | 0.14442 |  |  |  | 0
[10 empty] | -0.093025 |  | 0.14302 |  |  |  | 0
[10 empty] | -0.10117 |  | 0.15117 |  |  |  | 0
[10 empty] | -0.13006 |  | 0.18006 |  |  |  | 0
[10 empty] | -0.085395 |  | 0.1354 |  |  |  | 0
[10 empty] | -0.053366 |  | 0.10337 |  |  |  | 0
[10 empty] | -0.054345 |  | 0.10434 |  |  |  | 0
[10 empty] | -0.0093136 |  | 0.059314 |  |  |  | 0
[10 empty] | -0.031745 |  | 0.081745 |  |  |  | 0
[10 empty] | -0.013748 |  | 0.063748 |  |  |  | 0
[10 empty] | -0.023849 |  | 0.073849 |  |  |  | 0
[10 empty] | -0.011377 |  | 0.061377 |  |  |  | 0
[10 empty] | -0.03593 |  | 0.08593 |  |  |  | 0
[10 empty] | -0.010797 |  | 0.060797 |  |  |  | 0
[10 empty] | -0.022177 |  | 0.072177 |  |  |  | 0
[10 empty] | -0.053026 |  | 0.10303 |  |  |  | 0
[10 empty] | -0.099018 |  | 0.14902 |  |  |  | 0
[10 empty] | -0.12201 |  | 0.17201 |  |  |  | 0
[10 empty] | -0.13334 |  | 0.18334 |  |  |  | 0
[10 empty] | -0.15179 |  | 0.20179 |  |  |  | 0
[10 empty] | -0.13752 |  | 0.18752 |  |  |  | 0
[10 empty] | -0.17869 |  | 0.22869 |  |  |  | 0
[10 empty] | -0.16541 |  | 0.21541 |  |  |  | 0
[10 empty] | -0.14109 |  | 0.19109 |  |  |  | 0
[10 empty] | -0.17142 |  | 0.22142 |  |  |  | 0
[10 empty] | -0.16267 |  | 0.21267 |  |  |  | 0
[10 empty] | -0.21029 |  | 0.26029 |  |  |  | 0
[10 empty] | -0.2033 |  | 0.2533 |  |  |  | 0
[10 empty] | -0.25128 |  | 0.30128 |  |  |  | 0
[10 empty] | -0.28059 |  | 0.33059 |  |  |  | 0
[10 empty] | -0.28297 |  | 0.33297 |  |  |  | 0
[10 empty] | -0.30434 |  | 0.35434 |  |  |  | 0
[10 empty] | -0.31503 |  | 0.36503 |  |  |  | 0
[10 empty] | -0.33934 |  | 0.38934 |  |  |  | 0
[10 empty] | -0.30565 |  | 0.35565 |  |  |  | 0
[10 empty] | -0.30437 |  | 0.35437 |  |  |  | 0
[10 empty] | -0.31071 |  | 0.36071 |  |  |  | 0
[10 empty] | -0.29779 |  | 0.34779 |  |  |  | 0
[10 empty] | -0.26508 |  | 0.31508 |  |  |  | 0
[10 empty] | -0.22319 |  | 0.27319 |  |  |  | 0
[10 empty] | -0.17607 |  | 0.22607 |  |  |  | 0
[10 empty] | -0.13863 |  | 0.18863 |  |  |  | 0
[10 empty] | -0.10801 |  | 0.15801 |  |  |  | 0
[10 empty] | -0.13964 |  | 0.18964 |  |  |  | 0
[10 empty] | -0.11105 |  | 0.16105 |  |  |  | 0
[10 empty] | -0.06814 |  | 0.11814 |  |  |  | 0
[10 empty] | -0.039108 |  | 0.089108 |  |  |  | 0
[10 empty] | -0.055379 |  | 0.10538 |  |  |  | 0
[10 empty] | -0.015175 |  | 0.065175 |  |  |  | 0
[10 empty] | -0.023949 |  | 0.073949 |  |  |  | 0
[10 empty] | -0.020047 |  | 0.070047 |  |  |  | 0
[10 empty] | -0.0086058 |  | 0.058606 |  |  |  | 0
[10 empty] | -0.039745 |  | 0.089745 |  |  |  | 0
[10 empty] | -0.027358 |  | 0.077358 |  |  |  | 0
[10 empty] | -0.0061775 |  | 0.056178 |  |  |  | 0
[10 empty] | -0.025806 |  | 0.075806 |  |  |  | 0
[10 empty] | -0.04123 |  | 0.09123 |  |  |  | 0
[10 empty] | -0.054329 |  | 0.10433 |  |  |  | 0
[10 empty] | -0.073462 |  | 0.12346 |  |  |  | 0
[10 empty] | -0.068614 |  | 0.11861 |  |  |  | 0
[10 empty] | -0.063009 |  | 0.11301 |  |  |  | 0
[10 empty] | -0.088122 |  | 0.13812 |  |  |  | 0
[10 empty] | -0.069822 |  | 0.11982 |  |  |  | 0
[10 empty] | -0.067209 |  | 0.11721 |  |  |  | 0
[10 empty] | -0.064866 |  | 0.11487 |  |  |  | 0
[10 empty] | -0.0605 |  | 0.1105 |  |  |  | 0
[10 empty] | -0.088652 |  | 0.13865 |  |  |  | 0
[10 empty] | -0.05502 |  | 0.10502 |  |  |  | 0
[10 empty] | -0.056368 |  | 0.10637 |  |  |  | 0
[10 empty] | -0.040535 |  | 0.090535 |  |  |  | 0
[10 empty] | -0.061004 |  | 0.111 |  |  |  | 0
[10 empty] | -0.074799 |  | 0.1248 |  |  |  | 0
[10 empty] | -0.11701 |  | 0.16701 |  |  |  | 0
[10 empty] | -0.12768 |  | 0.17768 |  |  |  | 0
[10 empty] | -0.12562 |  | 0.17562 |  |  |  | 0
[10 empty] | -0.16926 |  | 0.21926 |  |  |  | 0
[10 empty] | -0.14658 |  | 0.19658 |  |  |  | 0
[10 empty] | -0.1743 |  | 0.2243 |  |  |  | 0
[10 empty] | -0.21534 |  | 0.26534 |  |  |  | 0
[10 empty] | -0.23409 |  | 0.28409 |  |  |  | 0
[10 empty] | -0.20115 |  | 0.25115 |  |  |  | 0
[10 empty] | -0.24865 |  | 0.29865 |  |  |  | 0
[10 empty] | -0.24325 |  | 0.29325 |  |  |  | 0
[10 empty] | -0.27816 |  | 0.32816 |  |  |  | 0
[10 empty] | -0.2647 |  | 0.3147 |  |  |  | 0
[10 empty] | -0.27212 |  | 0.32212 |  |  |  | 0
[10 empty] | -0.28817 |  | 0.33817 |  |  |  | 0
[10 empty] | -0.27407 |  | 0.32407 |  |  |  | 0
[10 empty] | -0.23643 |  | 0.28643 |  |  |  | 0
[10 empty] | -0.22468 |  | 0.27468 |  |  |  | 0
[10 empty] | -0.25831 |  | 0.30831 |  |  |  | 0
[10 empty] | -0.2544 |  | 0.3044 |  |  |  | 0
[10 empty] | -0.30246 |  | 0.35246 |  |  |  | 0
[10 empty] | -0.26727 |  | 0.31727 |  |  |  | 0
[10 empty] | -0.30231 |  | 0.35231 |  |  |  | 0
[10 empty] | -0.2845 |  | 0.3345 |  |  |  | 0
[10 empty] | -0.3332 |  | 0.3832 |  |  |  | 0
[10 empty] | -0.30714 |  | 0.35714 |  |  |  | 0
[10 empty] | -0.28353 |  | 0.33353 |  |  |  | 0
[10 empty] | -0.30049 |  | 0.35049 |  |  |  | 0
[10 empty] | -0.26004 |  | 0.31004 |  |  |  | 0
[10 empty] | -0.27004 |  | 0.32004 |  |  |  | 0
[10 empty] | -0.30931 |  | 0.35931 |  |  |  | 0
[10 empty] | -0.30161 |  | 0.35161 |  |  |  | 0
[10 empty] | -0.2758 |  | 0.3258 |  |  |  | 0
[10 empty] | -0.3254 |  | 0.3754 |  |  |  | 0
[10 empty] | -0.34281 |  | 0.39281 |  |  |  | 0
[10 empty] | -0.38525 |  | 0.43525 |  |  |  | 0
[10 empty] | -0.40817 |  | 0.45817 |  |  |  | 0
[10 empty] | -0.36984 |  | 0.41984 |  |  |  | 0
[10 empty] | -0.34865 |  | 0.39865 |  |  |  | 0
[10 empty] | -0.39804 |  | 0.44804 |  |  |  | 0
[10 empty] | -0.39371 |  | 0.44371 |  |  |  | 0
[10 empty] | -0.40854 |  | 0.45854 |  |  |  | 0
[10 empty] | -0.4061 |  | 0.4561 |  |  |  | 0
[10 empty] | -0.40284 |  | 0.45284 |  |  |  | 0
[10 empty] | -0.39011 |  | 0.44011 |  |  |  | 0
[10 empty] | -0.42871 |  | 0.47871 |  |  |  | 0
[10 empty] | -0.41339 |  | 0.46339 |  |  |  | 0
[10 empty] | -0.44544 |  | 0.49544 |  |  |  | 0
[10 empty] | -0.44692 |  | 0.49692 |  |  |  | 0
[10 empty] | -0.45069 |  | 0.50069 |  |  |  | 0
[10 empty] | -0.44444 |  | 0.49444 |  |  |  | 0
[10 empty] | -0.48783 |  | 0.53783 |  |  |  | 0
[10 empty] | -0.51186 |  | 0.56186 |  |  |  | 0
[10 empty] | -0.56055 |  | 0.61055 |  |  |  | 0
[10 empty] | -0.55108 |  | 0.60108 |  |  |  | 0
[10 empty] | -0.54686 |  | 0.59686 |  |  |  | 0
[10 empty] | -0.5652 |  | 0.6152 |  |  |  | 0
[10 empty] | -0.59345 |  | 0.64345 |  |  |  | 0
[10 empty] | -0.56399 |  | 0.61399 |  |  |  | 0
[10 empty] | -0.57628 |  | 0.62628 |  |  |  | 0
[10 empty] | -0.62427 |  | 0.67427 |  |  |  | 0
[10 empty] | -0.62277 |  | 0.67277 |  |  |  | 0
[10 empty] | -0.65103 |  | 0.70103 |  |  |  | 0
[10 empty] | -0.63177 |  | 0.68177 |  |  |  | 0
[10 empty] | -0.65158 |  | 0.70158 |  |  |  | 0
[10 empty] | -0.6167 |  | 0.6667 |  |  |  | 0
[10 empty] | -0.58056 |  | 0.63056 |  |  |  | 0
[10 empty] | -0.57149 |  | 0.62149 |  |  |  | 0
[10 empty] | -0.5303 |  | 0.5803 |  |  |  | 0
[10 empty] | -0.52889 |  | 0.57889 |  |  |  | 0
[10 empty] | -0.50028 |  | 0.55028 |  |  |  | 0
[10 empty] | -0.54471 |  | 0.59471 |  |  |  | 0
[10 empty] | -0.54305 |  | 0.59305 |  |  |  | 0
[10 empty] | -0.56775 |  | 0.61775 |  |  |  | 0
[10 empty] | -0.52788 |  | 0.57788 |  |  |  | 0
[10 empty] | -0.57353 |  | 0.62353 |  |  |  | 0
[10 empty] | -0.62206 |  | 0.67206 |  |  |  | 0
[10 empty] | -0.58782 |  | 0.63782 |  |  |  | 0
[10 empty] | -0.57842 |  | 0.62842 |  |  |  | 0
[10 empty] | -0.61944 |  | 0.66944 |  |  |  | 0
[10 empty] | -0.62209 |  | 0.67209 |  |  |  | 0
[10 empty] | -0.65998 |  | 0.70998 |  |  |  | 0
[10 empty] | -0.62614 |  | 0.67614 |  |  |  | 0
[10 empty] | -0.61205 |  | 0.66205 |  |  |  | 0
[10 empty] | -0.65734 |  | 0.70734 |  |  |  | 0
[10 empty] | -0.67195 |  | 0.72195 |  |  |  | 0
[10 empty] | -0.68201 |  | 0.73201 |  |  |  | 0
[10 empty] | -0.71359 |  | 0.76359 |  |  |  | 0
[10 empty] | -0.69002 |  | 0.74002 |  |  |  | 0
[10 empty] | -0.67738 |  | 0.72738 |  |  |  | 0
[10 empty] | -0.71546 |  | 0.76546 |  |  |  | 0
[10 empty] | -0.67254 |  | 0.72254 |  |  |  | 0
[10 empty] | -0.7012 |  | 0.7512 |  |  |  | 0
[10 empty] | -0.68614 |  | 0.73614 |  |  |  | 0
[10 empty] | -0.6879 |  | 0.7379 |  |  |  | 0
[10 empty] | -0.66559 |  | 0.71559 |  |  |  | 0
[10 empty] | -0.69888 |  | 0.74888 |  |  |  | 0
[10 empty] | -0.70268 |  | 0.75268 |  |  |  | 0
[10 empty] | -0.69488 |  | 0.74488 |  |  |  | 0
[10 empty] | -0.65956 |  | 0.70956 |  |  |  | 0
[10 empty] | -0.62922 |  | 0.67922 |  |  |  | 0
[10 empty] | -0.58112 |  | 0.63112 |  |  |  | 0
[10 empty] | -0.59382 |  | 0.64382 |  |  |  | 0
[10 empty] | -0.62929 |  | 0.67929 |  |  |  | 0
[10 empty] | -0.62185 |  | 0.67185 |  |  |  | 0
[10 empty] | -0.61835 |  | 0.66835 |  |  |  | 0
[10 empty] | -0.65964 |  | 0.70964 |  |  |  | 0
[10 empty] | -0.62649 |  | 0.67649 |  |  |  | 0
[10 empty] | -0.67342 |  | 0.72342 |  |  |  | 0
[10 empty] | -0.66288 |  | 0.71288 |  |  |  | 0
[10 empty] | -0.617 |  | 0.667 |  |  |  | 0
[10 empty] | -0.62347 |  | 0.67347 |  |  |  | 0
[10 empty] | -0.60024 |  | 0.65024 |  |  |  | 0
[10 empty] | -0.5914 |  | 0.6414 |  |  |  | 0
[10 empty] | -0.60602 |  | 0.65602 |  |  |  | 0
[10 empty] | -0.59396 |  | 0.64396 |  |  |  | 0
[10 empty] | -0.57918 |  | 0.62918 |  |  |  | 0
[10 empty] | -0.56249 |  | 0.61249 |  |  |  | 0
[10 empty] | -0.58289 |  | 0.63289 |  |  |  | 0
[10 empty] | -0.62443 |  | 0.67443 |  |  |  | 0
[10 empty] | -0.58441 |  | 0.63441 |  |  |  | 0
[10 empty] | -0.57844 |  | 0.62844 |  |  |  | 0
[10 empty] | -0.55533 |  | 0.60533 |  |  |  | 0
[10 empty] | -0.57307 |  | 0.62307 |  |  |  | 0
[10 empty] | -0.60654 |  | 0.65654 |  |  |  | 0
[10 empty] | -0.56641 |  | 0.61641 |  |  |  | 0
[10 empty] | -0.5896 |  | 0.6396 |  |  |  | 0
[10 empty] | -0.56797 |  | 0.61797 |  |  |  | 0
[10 empty] | -0.58731 |  | 0.63731 |  |  |  | 0
[10 empty] | -0.62151 |  | 0.67151 |  |  |  | 0
[10 empty] | -0.58064 |  | 0.63064 |  |  |  | 0
[10 empty] | -0.61299 |  | 0.66299 |  |  |  | 0
[10 empty] | -0.64676 |  | 0.69676 |  |  |  | 0
[10 empty] | -0.61954 |  | 0.66954 |  |  |  | 0
[10 empty] | -0.59276 |  | 0.64276 |  |  |  | 0
[10 empty] | -0.56566 |  | 0.61566 |  |  |  | 0
[10 empty] | -0.52897 |  | 0.57897 |  |  |  | 0
[10 empty] | -0.50436 |  | 0.55436 |  |  |  | 0
[10 empty] | -0.50547 |  | 0.55547 |  |  |  | 0
[10 empty] | -0.50867 |  | 0.55867 |  |  |  | 0
[10 empty] | -0.4781 |  | 0.5281 |  |  |  | 0
[10 empty] | -0.45817 |  | 0.50817 |  |  |  | 0
[10 empty] | -0.49399 |  | 0.54399 |  |  |  | 0
[10 empty] | -0.53999 |  | 0.58999 |  |  |  | 0
[10 empty] | -0.53031 |  | 0.58031 |  |  |  | 0
[10 empty] | -0.50071 |  | 0.55071 |  |  |  | 0
[10 empty] | -0.47297 |  | 0.52297 |  |  |  | 0
[10 empty] | -0.50063 |  | 0.55063 |  |  |  | 0
[10 empty] | -0.51857 |  | 0.56857 |  |  |  | 0
[10 empty] | -0.52926 |  | 0.57926 |  |  |  | 0
[10 empty] | -0.50571 |  | 0.55571 |  |  |  | 0
[10 empty] | -0.48969 |  | 0.53969 |  |  |  | 0
[10 empty] | -0.51334 |  | 0.56334 |  |  |  | 0
[10 empty] | -0.55499 |  | 0.60499 |  |  |  | 0
[10 empty] | -0.58675 |  | 0.63675 |  |  |  | 0
[10 empty] | -0.56259 |  | 0.61259 |  |  |  | 0
[10 empty] | -0.5414 |  | 0.5914 |  |  |  | 0
[10 empty] | -0.59137 |  | 0.64137 |  |  |  | 0
[10 empty] | -0.63055 |  | 0.68055 |  |  |  | 0
[10 empty] | -0.64182 |  | 0.69182 |  |  |  | 0
[10 empty] | -0.63429 |  | 0.68429 |  |  |  | 0
[10 empty] | -0.62706 |  | 0.67706 |  |  |  | 0
[10 empty] | -0.65295 |  | 0.70295 |  |  |  | 0
[10 empty] | -0.63039 |  | 0.68039 |  |  |  | 0
[10 empty] | -0.66189 |  | 0.71189 |  |  |  | 0
[10 empty] | -0.64155 |  | 0.69155 |  |  |  | 0
[10 empty] | -0.65859 |  | 0.70859 |  |  |  | 0
[10 empty] | -0.66278 |  | 0.71278 |  |  |  | 0
[10 empty] | -0.69725 |  | 0.74725 |  |  |  | 0
[10 empty] | -0.67665 |  | 0.72665 |  |  |  | 0
[10 empty] | -0.66741 |  | 0.71741 |  |  |  | 0
[10 empty] | -0.63037 |  | 0.68037 |  |  |  | 0
[10 empty] | -0.66648 |  | 0.71648 |  |  |  | 0
[10 empty] | -0.64943 |  | 0.69943 |  |  |  | 0
[10 empty] | -0.65061 |  | 0.70061 |  |  |  | 0
[10 empty] | -0.66174 |  | 0.71174 |  |  |  | 0
[10 empty] | -0.62367 |  | 0.67367 |  |  |  | 0
[10 empty] | -0.60349 |  | 0.65349 |  |  |  | 0
[10 empty] | -0.59093 |  | 0.64093 |  |  |  | 0
[10 empty] | -0.6274 |  | 0.6774 |  |  |  | 0
[10 empty] | -0.64188 |  | 0.69188 |  |  |  | 0
[10 empty] | -0.69184 |  | 0.74184 |  |  |  | 0
[10 empty] | -0.69779 |  | 0.74779 |  |  |  | 0
[10 empty] | -0.64788 |  | 0.69788 |  |  |  | 0
[10 empty] | -0.64897 |  | 0.69897 |  |  |  | 0
[10 empty] | -0.6888 |  | 0.7388 |  |  |  | 0
[10 empty] | -0.67428 |  | 0.72428 |  |  |  | 0
[10 empty] | -0.66397 |  | 0.71397 |  |  |  | 0
[10 empty] | -0.63128 |  | 0.68128 |  |  |  | 0
[10 empty] | -0.62241 |  | 0.67241 |  |  |  | 0
[10 empty] | -0.59943 |  | 0.64943 |  |  |  | 0
[10 empty] | -0.59524 |  | 0.64524 |  |  |  | 0
[10 empty] | -0.56332 |  | 0.61332 |  |  |  | 0
[10 empty] | -0.53028 |  | 0.58028 |  |  |  | 0
[10 empty] | -0.50134 |  | 0.55134 |  |  |  | 0
[10 empty] | -0.52764 |  | 0.57764 |  |  |  | 0
[10 empty] | -0.5414 |  | 0.5914 |  |  |  | 0
[10 empty] | -0.51111 |  | 0.56111 |  |  |  | 0
[10 empty] | -0.52984 |  | 0.57984 |  |  |  | 0
[10 empty] | -0.55628 |  | 0.60628 |  |  |  | 0
[10 empty] | -0.56951 |  | 0.61951 |  |  |  | 0
[10 empty] | -0.61265 |  | 0.66265 |  |  |  | 0
[10 empty] | -0.57036 |  | 0.62036 |  |  |  | 0
[10 empty] | -0.54594 |  | 0.59594 |  |  |  | 0
[10 empty] | -0.57848 |  | 0.62848 |  |  |  | 0
[10 empty] | -0.62834 |  | 0.67834 |  |  |  | 0
[10 empty] | -0.59848 |  | 0.64848 |  |  |  | 0
[10 empty] | -0.587 |  | 0.637 |  |  |  | 0
[10 empty] | -0.61511 |  | 0.66511 |  |  |  | 0
[10 empty] | -0.64554 |  | 0.69554 |  |  |  | 0
[10 empty] | -0.62306 |  | 0.67306 |  |  |  | 0
[10 empty] | -0.59598 |  | 0.64598 |  |  |  | 0
[10 empty] | -0.59494 |  | 0.64494 |  |  |  | 0
[10 empty] | -0.57477 |  | 0.62477 |  |  |  | 0
[10 empty] | -0.60884 |  | 0.65884 |  |  |  | 0
[10 empty] | -0.57199 |  | 0.62199 |  |  |  | 0
[10 empty] | -0.58229 |  | 0.63229 |  |  |  | 0
[10 empty] | -0.58235 |  | 0.63235 |  |  |  | 0
[10 empty] | -0.61321 |  | 0.66321 |  |  |  | 0
[10 empty] | -0.63302 |  | 0.68302 |  |  |  | 0
[10 empty] | -0.62278 |  | 0.67278 |  |  |  | 0
[10 empty] | -0.64809 |  | 0.69809 |  |  |  | 0
[10 empty] | -0.65745 |  | 0.70745 |  |  |  | 0
[10 empty] | -0.65562 |  | 0.70562 |  |  |  | 0
[10 empty] | -0.63451 |  | 0.68451 |  |  |  | 0
[10 empty] | -0.64488 |  | 0.69488 |  |  |  | 0
[10 empty] | -0.60122 |  | 0.65122 |  |  |  | 0
[10 empty] | -0.56084 |  | 0.61084 |  |  |  | 0
[10 empty] | -0.53419 |  | 0.58419 |  |  |  | 0
[10 empty] | -0.52205 |  | 0.57205 |  |  |  | 0
[10 empty] | -0.56334 |  | 0.61334 |  |  |  | 0
[10 empty] | -0.52468 |  | 0.57468 |  |  |  | 0
[10 empty] | -0.53707 |  | 0.58707 |  |  |  | 0
[10 empty] | -0.50283 |  | 0.55283 |  |  |  | 0
[10 empty] | -0.48725 |  | 0.53725 |  |  |  | 0
[10 empty] | -0.48301 |  | 0.53301 |  |  |  | 0
[10 empty] | -0.50559 |  | 0.55559 |  |  |  | 0
[10 empty] | -0.47559 |  | 0.52559 |  |  |  | 0
[10 empty] | -0.47451 |  | 0.52451 |  |  |  | 0
[10 empty] | -0.42843 |  | 0.47843 |  |  |  | 0
[10 empty] | -0.42117 |  | 0.47117 |  |  |  | 0
[10 empty] | -0.44439 |  | 0.49439 |  |  |  | 0
[10 empty] | -0.45418 |  | 0.50418 |  |  |  | 0
[10 empty] | -0.40887 |  | 0.45887 |  |  |  | 0
[10 empty] | -0.43942 |  | 0.48942 |  |  |  | 0
[10 empty] | -0.4217 |  | 0.4717 |  |  |  | 0
[10 empty] | -0.45558 |  | 0.50558 |  |  |  | 0
[10 empty] | -0.48559 |  | 0.53559 |  |  |  | 0
[10 empty] | -0.47218 |  | 0.52218 |  |  |  | 0
[10 empty] | -0.48845 |  | 0.53845 |  |  |  | 0
[10 empty] | -0.53433 |  | 0.58433 |  |  |  | 0
[10 empty] | -0.54182 |  | 0.59182 |  |  |  | 0
[10 empty] | -0.58706 |  | 0.63706 |  |  |  | 0
[10 empty] | -0.57429 |  | 0.62429 |  |  |  | 0
[10 empty] | -0.62193 |  | 0.67193 |  |  |  | 0
[10 empty] | -0.57997 |  | 0.62997 |  |  |  | 0
[10 empty] | -0.61622 |  | 0.66622 |  |  |  | 0
[10 empty] | -0.64192 |  | 0.69192 |  |  |  | 0
[10 empty] | -0.61015 |  | 0.66015 |  |  |  | 0
[10 empty] | -0.66013 |  | 0.71013 |  |  |  | 0
[10 empty] | -0.6657 |  | 0.7157 |  |  |  | 0
[10 empty] | -0.70243 |  | 0.75243 |  |  |  | 0
[10 empty] | -0.67372 |  | 0.72372 |  |  |  | 0
[10 empty] | -0.64692 |  | 0.69692 |  |  |  | 0
[10 empty] | -0.62535 |  | 0.67535 |  |  |  | 0
[10 empty] | -0.60872 |  | 0.65872 |  |  |  | 0
[10 empty] | -0.60256 |  | 0.65256 |  |  |  | 0
[10 empty] | -0.57182 |  | 0.62182 |  |  |  | 0
[10 empty] | -0.59389 |  | 0.64389 |  |  |  | 0
[10 empty] | -0.59031 |  | 0.64031 |  |  |  | 0
[10 empty] | -0.55348 |  | 0.60348 |  |  |  | 0
[10 empty] | -0.55186 |  | 0.60186 |  |  |  | 0
[10 empty] | -0.54537 |  | 0.59537 |  |  |  | 0
[10 empty] | -0.49604 |  | 0.54604 |  |  |  | 0
[10 empty] | -0.4666 |  | 0.5166 |  |  |  | 0
[10 empty] | -0.45006 |  | 0.50006 |  |  |  | 0
[10 empty] | -0.41366 |  | 0.46366 |  |  |  | 0
[10 empty] | -0.38533 |  | 0.43533 |  |  |  | 0
[10 empty] | -0.42846 |  | 0.47846 |  |  |  | 0
[10 empty] | -0.47209 |  | 0.52209 |  |  |  | 0
[10 empty] | -0.42535 |  | 0.47535 |  |  |  | 0
[10 empty] | -0.47297 |  | 0.52297 |  |  |  | 0
[10 empty] | -0.47146 |  | 0.52146 |  |  |  | 0
[10 empty] | -0.43725 |  | 0.48725 |  |  |  | 0
[10 empty] | -0.4258 |  | 0.4758 |  |  |  | 0
[10 empty] | -0.38993 |  | 0.43993 |  |  |  | 0
[10 empty] | -0.40026 |  | 0.45026 |  |  |  | 0
[10 empty] | -0.41381 |  | 0.46381 |  |  |  | 0
[10 empty] | -0.43724 |  | 0.48724 |  |  |  | 0
[10 empty] | -0.46689 |  | 0.51689 |  |  |  | 0
[10 empty] | -0.49237 |  | 0.54237 |  |  |  | 0
[10 empty] | -0.51987 |  | 0.56987 |  |  |  | 0
[10 empty] | -0.49138 |  | 0.54138 |  |  |  | 0
[10 empty] | -0.53937 |  | 0.58937 |  |  |  | 0
[10 empty] | -0.54882 |  | 0.59882 |  |  |  | 0
[10 empty] | -0.54985 |  | 0.59985 |  |  |  | 0
[10 empty] | -0.56379 |  | 0.61379 |  |  |  | 0
[10 empty] | -0.58147 |  | 0.63147 |  |  |  | 0
[10 empty] | -0.60216 |  | 0.65216 |  |  |  | 0
[10 empty] | -0.59103 |  | 0.64103 |  |  |  | 0
[10 empty] | -0.54759 |  | 0.59759 |  |  |  | 0
[10 empty] | -0.57268 |  | 0.62268 |  |  |  | 0
[10 empty] | -0.55963 |  | 0.60963 |  |  |  | 0
[10 empty] | -0.57041 |  | 0.62041 |  |  |  | 0
[10 empty] | -0.57406 |  | 0.62406 |  |  |  | 0
[10 empty] | -0.58263 |  | 0.63263 |  |  |  | 0
[10 empty] | -0.55909 |  | 0.60909 |  |  |  | 0
[10 empty] | -0.59606 |  | 0.64606 |  |  |  | 0
[10 empty] | -0.59038 |  | 0.64038 |  |  |  | 0
[10 empty] | -0.59178 |  | 0.64178 |  |  |  | 0
[10 empty] | -0.54611 |  | 0.59611 |  |  |  | 0
[10 empty] | -0.58439 |  | 0.63439 |  |  |  | 0
[10 empty] | -0.59435 |  | 0.64435 |  |  |  | 0
[10 empty] | -0.63766 |  | 0.68766 |  |  |  | 0
[10 empty] | -0.6845 |  | 0.7345 |  |  |  | 0
[10 empty] | -0.66442 |  | 0.71442 |  |  |  | 0
[10 empty] | -0.67577 |  | 0.72577 |  |  |  | 0
[10 empty] | -0.69144 |  | 0.74144 |  |  |  | 0
[10 empty] | -0.71888 |  | 0.76888 |  |  |  | 0
[10 empty] | -0.75981 |  | 0.80981 |  |  |  | 0
[10 empty] | -0.80082 |  | 0.85082 |  |  |  | 0
[10 empty] | -0.77362 |  | 0.82362 |  |  |  | 0
[10 empty] | -0.78986 |  | 0.83986 |  |  |  | 0
[10 empty] | -0.80306 |  | 0.85306 |  |  |  | 0
[10 empty] | -0.8458 |  | 0.8958 |  |  |  | 0
[10 empty] | -0.82653 |  | 0.87653 |  |  |  | 0
[10 empty] | -0.85163 |  | 0.90163 |  |  |  | 0
[10 empty] | -0.81251 |  | 0.86251 |  |  |  | 0
[10 empty] | -0.81543 |  | 0.86543 |  |  |  | 0
[10 empty] | -0.83041 |  | 0.88041 |  |  |  | 0
[10 empty] | -0.82989 |  | 0.87989 |  |  |  | 0
[10 empty] | -0.81968 |  | 0.86968 |  |  |  | 0
[10 empty] | -0.79176 |  | 0.84176 |  |  |  | 0
[10 empty] | -0.83265 |  | 0.88265 |  |  |  | 0
[10 empty] | -0.79839 |  | 0.84839 |  |  |  | 0
[10 empty] | -0.75967 |  | 0.80967 |  |  |  | 0
[10 empty] | -0.73353 |  | 0.78353 |  |  |  | 0
[10 empty] | -0.69214 |  | 0.74214 |  |  |  | 0
[10 empty] | -0.69433 |  | 0.74433 |  |  |  | 0
[10 empty] | -0.68548 |  | 0.73548 |  |  |  | 0
[10 empty] | -0.71672 |  | 0.76672 |  |  |  | 0
[10 empty] | -0.68278 |  | 0.73278 |  |  |  | 0
[10 empty] | -0.67496 |  | 0.72496 |  |  |  | 0
[10 empty] | -0.68075 |  | 0.73075 |  |  |  | 0
[10 empty] | -0.64593 |  | 0.69593 |  |  |  | 0
[10 empty] | -0.60735 |  | 0.65735 |  |  |  | 0
[10 empty] | -0.64038 |  | 0.69038 |  |  |  | 0
[10 empty] | -0.63154 |  | 0.68154 |  |  |  | 0
[10 empty] | -0.62379 |  | 0.67379 |  |  |  | 0
[10 empty] | -0.65627 |  | 0.70627 |  |  |  | 0
[10 empty] | -0.69702 |  | 0.74702 |  |  |  | 0
[10 empty] | -0.6547 |  | 0.7047 |  |  |  | 0
[10 empty] | -0.66265 |  | 0.71265 |  |  |  | 0
[10 empty] | -0.62496 |  | 0.67496 |  |  |  | 0
[10 empty] | -0.61645 |  | 0.66645 |  |  |  | 0
[10 empty] | -0.57484 |  | 0.62484 |  |  |  | 0
[10 empty] | -0.53862 |  | 0.58862 |  |  |  | 0
[10 empty] | -0.51149 |  | 0.56149 |  |  |  | 0
[10 empty] | -0.46617 |  | 0.51617 |  |  |  | 0
[10 empty] | -0.44933 |  | 0.49933 |  |  |  | 0
[10 empty] | -0.42474 |  | 0.47474 |  |  |  | 0
[10 empty] | -0.37815 |  | 0.42815 |  |  |  | 0
[10 empty] | -0.41194 |  | 0.46194 |  |  |  | 0
[10 empty] | -0.38863 |  | 0.43863 |  |  |  | 0
[10 empty] | -0.34575 |  | 0.39575 |  |  |  | 0
[10 empty] | -0.30956 |  | 0.35956 |  |  |  | 0
[10 empty] | -0.28648 |  | 0.33648 |  |  |  | 0
[10 empty] | -0.25185 |  | 0.30185 |  |  |  | 0
[10 empty] | -0.23253 |  | 0.28253 |  |  |  | 0
[10 empty] | -0.2792 |  | 0.3292 |  |  |  | 0
[10 empty] | -0.28678 |  | 0.33678 |  |  |  | 0
[10 empty] | -0.30479 |  | 0.35479 |  |  |  | 0
[10 empty] | -0.32852 |  | 0.37852 |  |  |  | 0
[10 empty] | -0.29411 |  | 0.34411 |  |  |  | 0
[10 empty] | -0.28353 |  | 0.33353 |  |  |  | 0
[10 empty] | -0.32396 |  | 0.37396 |  |  |  | 0
[10 empty] | -0.29863 |  | 0.34863 |  |  |  | 0
[10 empty] | -0.26194 |  | 0.31194 |  |  |  | 0
[10 empty] | -0.22377 |  | 0.27377 |  |  |  | 0
[10 empty] | -0.23197 |  | 0.28197 |  |  |  | 0
[10 empty] | -0.26614 |  | 0.31614 |  |  |  | 0
[10 empty] | -0.28837 |  | 0.33837 |  |  |  | 0
[10 empty] | -0.32823 |  | 0.37823 |  |  |  | 0
[10 empty] | -0.34777 |  | 0.39777 |  |  |  | 0
[10 empty] | -0.29941 |  | 0.34941 |  |  |  | 0
[10 empty] | -0.33166 |  | 0.38166 |  |  |  | 0
[10 empty] | -0.30061 |  | 0.35061 |  |  |  | 0
[10 empty] | -0.27437 |  | 0.32437 |  |  |  | 0
[10 empty] | -0.30768 |  | 0.35768 |  |  |  | 0
[10 empty] | -0.35669 |  | 0.40669 |  |  |  | 0
[10 empty] | -0.34915 |  | 0.39915 |  |  |  | 0
[10 empty] | -0.30034 |  | 0.35034 |  |  |  | 0
[10 empty] | -0.25409 |  | 0.30409 |  |  |  | 0
[10 empty] | -0.28483 |  | 0.33483 |  |  |  | 0
[10 empty] | -0.29094 |  | 0.34094 |  |  |  | 0
[10 empty] | -0.27704 |  | 0.32704 |  |  |  | 0
[10 empty] | -0.2289 |  | 0.2789 |  |  |  | 0
[10 empty] | -0.21243 |  | 0.26243 |  |  |  | 0
[10 empty] | -0.22243 |  | 0.27243 |  |  |  | 0
[10 empty] | -0.26321 |  | 0.31321 |  |  |  | 0
[10 empty] | -0.27695 |  | 0.32695 |  |  |  | 0
[10 empty] | -0.26785 |  | 0.31785 |  |  |  | 0
[10 empty] | -0.31117 |  | 0.36117 |  |  |  | 0
[10 empty] | -0.31339 |  | 0.36339 |  |  |  | 0
[10 empty] | -0.28157 |  | 0.33157 |  |  |  | 0
[10 empty] | -0.2741 |  | 0.3241 |  |  |  | 0
[10 empty] | -0.23334 |  | 0.28334 |  |  |  | 0
[10 empty] | -0.26387 |  | 0.31387 |  |  |  | 0
[10 empty] | -0.21918 |  | 0.26918 |  |  |  | 0
[10 empty] | -0.22512 |  | 0.27512 |  |  |  | 0
[10 empty] | -0.22178 |  | 0.27178 |  |  |  | 0
[10 empty] | -0.26971 |  | 0.31971 |  |  |  | 0
[10 empty] | -0.3106 |  | 0.3606 |  |  |  | 0
[10 empty] | -0.30112 |  | 0.35112 |  |  |  | 0
[10 empty] | -0.33916 |  | 0.38916 |  |  |  | 0
[10 empty] | -0.3174 |  | 0.3674 |  |  |  | 0
[10 empty] | -0.29481 |  | 0.34481 |  |  |  | 0
[10 empty] | -0.29663 |  | 0.34663 |  |  |  | 0
[10 empty] | -0.26691 |  | 0.31691 |  |  |  | 0
[10 empty] | -0.22771 |  | 0.27771 |  |  |  | 0
[10 empty] | -0.241 |  | 0.291 |  |  |  | 0
[10 empty] | -0.24148 |  | 0.29148 |  |  |  | 0
[10 empty] | -0.20471 |  | 0.25471 |  |  |  | 0
[10 empty] | -0.22312 |  | 0.27312 |  |  |  | 0
[10 empty] | -0.24841 |  | 0.29841 |  |  |  | 0
[10 empty] | -0.2421 |  | 0.2921 |  |  |  | 0
[10 empty] | -0.28141 |  | 0.33141 |  |  |  | 0
[10 empty] | -0.25005 |  | 0.30005 |  |  |  | 0
[10 empty] | -0.27424 |  | 0.32424 |  |  |  | 0
[10 empty] | -0.29067 |  | 0.34067 |  |  |  | 0
[10 empty] | -0.28658 |  | 0.33658 |  |  |  | 0
[10 empty] | -0.32096 |  | 0.37096 |  |  |  | 0
[10 empty] | -0.31507 |  | 0.36507 |  |  |  | 0
[10 empty] | -0.34906 |  | 0.39906 |  |  |  | 0
[10 empty] | -0.36738 |  | 0.41738 |  |  |  | 0
[10 empty] | -0.41732 |  | 0.46732 |  |  |  | 0
[10 empty] | -0.44404 |  | 0.49404 |  |  |  | 0
[10 empty] | -0.46504 |  | 0.51504 |  |  |  | 0
[10 empty] | -0.44375 |  | 0.49375 |  |  |  | 0
[10 empty] | -0.42909 |  | 0.47909 |  |  |  | 0
[10 empty] | -0.38889 |  | 0.43889 |  |  |  | 0
[10 empty] | -0.34928 |  | 0.39928 |  |  |  | 0
[10 empty] | -0.37997 |  | 0.42997 |  |  |  | 0
[10 empty] | -0.33318 |  | 0.38318 |  |  |  | 0
[10 empty] | -0.33972 |  | 0.38972 |  |  |  | 0
[10 empty] | -0.35805 |  | 0.40805 |  |  |  | 0
[10 empty] | -0.37847 |  | 0.42847 |  |  |  | 0
[10 empty] | -0.34144 |  | 0.39144 |  |  |  | 0
[10 empty] | -0.36896 |  | 0.41896 |  |  |  | 0
[10 empty] | -0.36737 |  | 0.41737 |  |  |  | 0
[10 empty] | -0.33392 |  | 0.38392 |  |  |  | 0
[10 empty] | -0.29509 |  | 0.34509 |  |  |  | 0
[10 empty] | -0.29076 |  | 0.34076 |  |  |  | 0
[10 empty] | -0.32602 |  | 0.37602 |  |  |  | 0
[10 empty] | -0.34865 |  | 0.39865 |  |  |  | 0
[10 empty] | -0.31743 |  | 0.36743 |  |  |  | 0
[10 empty] | -0.35206 |  | 0.40206 |  |  |  | 0
[10 empty] | -0.32652 |  | 0.37652 |  |  |  | 0
[10 empty] | -0.3522 |  | 0.4022 |  |  |  | 0
[10 empty] | -0.36463 |  | 0.41463 |  |  |  | 0
[10 empty] | -0.39262 |  | 0.44262 |  |  |  | 0
[10 empty] | -0.37821 |  | 0.42821 |  |  |  | 0
[10 empty] | -0.35887 |  | 0.40887 |  |  |  | 0
[10 empty] | -0.35369 |  | 0.40369 |  |  |  | 0
[10 empty] | -0.35856 |  | 0.40856 |  |  |  | 0
[10 empty] | -0.36919 |  | 0.41919 |  |  |  | 0
[10 empty] | -0.33535 |  | 0.38535 |  |  |  | 0
[10 empty] | -0.3801 |  | 0.4301 |  |  |  | 0
[10 empty] | -0.40669 |  | 0.45669 |  |  |  | 0
[10 empty] | -0.44057 |  | 0.49057 |  |  |  | 0
[10 empty] | -0.45676 |  | 0.50676 |  |  |  | 0
[10 empty] | -0.49351 |  | 0.54351 |  |  |  | 0
[10 empty] | -0.54182 |  | 0.59182 |  |  |  | 0
[10 empty] | -0.50413 |  | 0.55413 |  |  |  | 0
[10 empty] | -0.48812 |  | 0.53812 |  |  |  | 0
[10 empty] | -0.53122 |  | 0.58122 |  |  |  | 0
[10 empty] | -0.55438 |  | 0.60438 |  |  |  | 0
[10 empty] | -0.59747 |  | 0.64747 |  |  |  | 0
[10 empty] | -0.56575 |  | 0.61575 |  |  |  | 0
[10 empty] | -0.52444 |  | 0.57444 |  |  |  | 0
[10 empty] | -0.53292 |  | 0.58292 |  |  |  | 0
[10 empty] | -0.49545 |  | 0.54545 |  |  |  | 0
[10 empty] | -0.50846 |  | 0.55846 |  |  |  | 0
[10 empty] | -0.46439 |  | 0.51439 |  |  |  | 0
[10 empty] | -0.4887 |  | 0.5387 |  |  |  | 0
[10 empty] | -0.45965 |  | 0.50965 |  |  |  | 0
[10 empty] | -0.46117 |  | 0.51117 |  |  |  | 0
[10 empty] | -0.44864 |  | 0.49864 |  |  |  | 0
[10 empty] | -0.49009 |  | 0.54009 |  |  |  | 0
[10 empty] | -0.52597 |  | 0.57597 |  |  |  | 0
[10 empty] | -0.57284 |  | 0.62284 |  |  |  | 0
[10 empty] | -0.58384 |  | 0.63384 |  |  |  | 0
[10 empty] | -0.6322 |  | 0.6822 |  |  |  | 0
[10 empty] | -0.58343 |  | 0.63343 |  |  |  | 0
[10 empty] | -0.6128 |  | 0.6628 |  |  |  | 0
[10 empty] | -0.60088 |  | 0.65088 |  |  |  | 0
[10 empty] | -0.63757 |  | 0.68757 |  |  |  | 0
[10 empty] | -0.61022 |  | 0.66022 |  |  |  | 0
[10 empty] | -0.59858 |  | 0.64858 |  |  |  | 0
[10 empty] | -0.57865 |  | 0.62865 |  |  |  | 0
[10 empty] | -0.60856 |  | 0.65856 |  |  |  | 0
[10 empty] | -0.57538 |  | 0.62538 |  |  |  | 0
[10 empty] | -0.57042 |  | 0.62042 |  |  |  | 0
[10 empty] | -0.55625 |  | 0.60625 |  |  |  | 0
[10 empty] | -0.58649 |  | 0.63649 |  |  |  | 0
[10 empty] | -0.5652 |  | 0.6152 |  |  |  | 0
[10 empty] | -0.55195 |  | 0.60195 |  |  |  | 0
[10 empty] | -0.52166 |  | 0.57166 |  |  |  | 0
[10 empty] | -0.56842 |  | 0.61842 |  |  |  | 0
[10 empty] | -0.53916 |  | 0.58916 |  |  |  | 0
[10 empty] | -0.54236 |  | 0.59236 |  |  |  | 0
[10 empty] | -0.55915 |  | 0.60915 |  |  |  | 0
[10 empty] | -0.59697 |  | 0.64697 |  |  |  | 0
[10 empty] | -0.57535 |  | 0.62535 |  |  |  | 0
[10 empty] | -0.58965 |  | 0.63965 |  |  |  | 0
[10 empty] | -0.56695 |  | 0.61695 |  |  |  | 0
[10 empty] | -0.59121 |  | 0.64121 |  |  |  | 0
[10 empty] | -0.57547 |  | 0.62547 |  |  |  | 0
[10 empty] | -0.61289 |  | 0.66289 |  |  |  | 0
[10 empty] | -0.60354 |  | 0.65354 |  |  |  | 0
[10 empty] | -0.60331 |  | 0.65331 |  |  |  | 0
[10 empty] | -0.62786 |  | 0.67786 |  |  |  | 0
[10 empty] | -0.61708 |  | 0.66708 |  |  |  | 0
[10 empty] | -0.56862 |  | 0.61862 |  |  |  | 0
[10 empty] | -0.58066 |  | 0.63066 |  |  |  | 0
[10 empty] | -0.60796 |  | 0.65796 |  |  |  | 0
[10 empty] | -0.55966 |  | 0.60966 |  |  |  | 0
[10 empty] | -0.54902 |  | 0.59902 |  |  |  | 0
[10 empty] | -0.50694 |  | 0.55694 |  |  |  | 0
[10 empty] | -0.51612 |  | 0.56612 |  |  |  | 0
[10 empty] | -0.49831 |  | 0.54831 |  |  |  | 0
[10 empty] | -0.49696 |  | 0.54696 |  |  |  | 0
[10 empty] | -0.50332 |  | 0.55332 |  |  |  | 0
[10 empty] | -0.5256 |  | 0.5756 |  |  |  | 0
[10 empty] | -0.51474 |  | 0.56474 |  |  |  | 0
[10 empty] | -0.56403 |  | 0.61403 |  |  |  | 0
[10 empty] | -0.57083 |  | 0.62083 |  |  |  | 0
[10 empty] | -0.55505 |  | 0.60505 |  |  |  | 0
[10 empty] | -0.56338 |  | 0.61338 |  |  |  | 0
[10 empty] | -0.53783 |  | 0.58783 |  |  |  | 0
[10 empty] | -0.58649 |  | 0.63649 |  |  |  | 0
[10 empty] | -0.5926 |  | 0.6426 |  |  |  | 0
[10 empty] | -0.63781 |  | 0.68781 |  |  |  | 0
[10 empty] | -0.59032 |  | 0.64032 |  |  |  | 0
[10 empty] | -0.54876 |  | 0.59876 |  |  |  | 0
[10 empty] | -0.57951 |  | 0.62951 |  |  |  | 0
[10 empty] | -0.53928 |  | 0.58928 |  |  |  | 0
[10 empty] | -0.53573 |  | 0.58573 |  |  |  | 0
[10 empty] | -0.585 |  | 0.635 |  |  |  | 0
[10 empty] | -0.55532 |  | 0.60532 |  |  |  | 0
[10 empty] | -0.51208 |  | 0.56208 |  |  |  | 0
[10 empty] | -0.55874 |  | 0.60874 |  |  |  | 0
[10 empty] | -0.55967 |  | 0.60967 |  |  |  | 0
[10 empty] | -0.51421 |  | 0.56421 |  |  |  | 0
[10 empty] | -0.46761 |  | 0.51761 |  |  |  | 0
[10 empty] | -0.49841 |  | 0.54841 |  |  |  | 0
[10 empty] | -0.49699 |  | 0.54699 |  |  |  | 0
[10 empty] | -0.48038 |  | 0.53038 |  |  |  | 0
[10 empty] | -0.48906 |  | 0.53906 |  |  |  | 0
[10 empty] | -0.52611 |  | 0.57611 |  |  |  | 0
[10 empty] | -0.51261 |  | 0.56261 |  |  |  | 0
[10 empty] | -0.48744 |  | 0.53744 |  |  |  | 0
[10 empty] | -0.52242 |  | 0.57242 |  |  |  | 0
[10 empty] | -0.47378 |  | 0.52378 |  |  |  | 0
[10 empty] | -0.51796 |  | 0.56796 |  |  |  | 0
[10 empty] | -0.52028 |  | 0.57028 |  |  |  | 0
[10 empty] | -0.55558 |  | 0.60558 |  |  |  | 0
[10 empty] | -0.5414 |  | 0.5914 |  |  |  | 0
[10 empty] | -0.56811 |  | 0.61811 |  |  |  | 0
[10 empty] | -0.59758 |  | 0.64758 |  |  |  | 0
[10 empty] | -0.60464 |  | 0.65464 |  |  |  | 0
[10 empty] | -0.65102 |  | 0.70102 |  |  |  | 0
[10 empty] | -0.61548 |  | 0.66548 |  |  |  | 0
[10 empty] | -0.6621 |  | 0.7121 |  |  |  | 0
[10 empty] | -0.69555 |  | 0.74555 |  |  |  | 0
[10 empty] | -0.71955 |  | 0.76955 |  |  |  | 0
[10 empty] | -0.74398 |  | 0.79398 |  |  |  | 0
[10 empty] | -0.74059 |  | 0.79059 |  |  |  | 0
[10 empty] | -0.71882 |  | 0.76882 |  |  |  | 0
[10 empty] | -0.75675 |  | 0.80675 |  |  |  | 0
[10 empty] | -0.74643 |  | 0.79643 |  |  |  | 0
[10 empty] | -0.76686 |  | 0.81686 |  |  |  | 0
[10 empty] | -0.72071 |  | 0.77071 |  |  |  | 0
[10 empty] | -0.71926 |  | 0.76926 |  |  |  | 0
[10 empty] | -0.67368 |  | 0.72368 |  |  |  | 0
[10 empty] | -0.68739 |  | 0.73739 |  |  |  | 0
[10 empty] | -0.73315 |  | 0.78315 |  |  |  | 0
[10 empty] | -0.78013 |  | 0.83013 |  |  |  | 0
[10 empty] | -0.81941 |  | 0.86941 |  |  |  | 0
[10 empty] | -0.81596 |  | 0.86596 |  |  |  | 0
[10 empty] | -0.80663 |  | 0.85663 |  |  |  | 0
[10 empty] | -0.85465 |  | 0.90465 |  |  |  | 0
[10 empty] | -0.84258 |  | 0.89258 |  |  |  | 0
[10 empty] | -0.8893 |  | 0.9393 |  |  |  | 0
[10 empty] | -0.91437 |  | 0.96437 |  |  |  | 0
[10 empty] | -0.95097 |  | 1.001 |  |  |  | 0
[10 empty] | -0.96578 |  | 1.0158 |  |  |  | 0
[10 empty] | -0.9999 |  | 1.0499 |  |  |  | 0
[10 empty] | -0.96353 |  | 1.0135 |  |  |  | 0
[10 empty] | -0.92611 |  | 0.97611 |  |  |  | 0
[10 empty] | -0.88987 |  | 0.93987 |  |  |  | 0
[10 empty] | -0.88459 |  | 0.93459 |  |  |  | 0
[10 empty] | -0.8483 |  | 0.8983 |  |  |  | 0
[10 empty] | -0.83347 |  | 0.88347 |  |  |  | 0
[10 empty] | -0.79234 |  | 0.84234 |  |  |  | 0
[10 empty] | -0.77721 |  | 0.82721 |  |  |  | 0
[10 empty] | -0.82505 |  | 0.87505 |  |  |  | 0
[10 empty] | -0.79844 |  | 0.84844 |  |  |  | 0
[10 empty] | -0.7966 |  | 0.8466 |  |  |  | 0
[10 empty] | -0.80927 |  | 0.85927 |  |  |  | 0
[10 empty] | -0.76599 |  | 0.81599 |  |  |  | 0
[10 empty] | -0.75172 |  | 0.80172 |  |  |  | 0
[10 empty] | -0.72392 |  | 0.77392 |  |  |  | 0
[10 empty] | -0.77051 |  | 0.82051 |  |  |  | 0
[10 empty] | -0.78958 |  | 0.83958 |  |  |  | 0
[10 empty] | -0.77681 |  | 0.82681 |  |  |  | 0
[10 empty] | -0.81251 |  | 0.86251 |  |  |  | 0
[10 empty] | -0.84272 |  | 0.89272 |  |  |  | 0
[10 empty] | -0.86961 |  | 0.91961 |  |  |  | 0
[10 empty] | -0.84756 |  | 0.89756 |  |  |  | 0
[10 empty] | -0.86781 |  | 0.91781 |  |  |  | 0
[10 empty] | -0.85598 |  | 0.90598 |  |  |  | 0
[10 empty] | -0.82589 |  | 0.87589 |  |  |  | 0
[10 empty] | -0.84884 |  | 0.89884 |  |  |  | 0
[10 empty] | -0.82154 |  | 0.87154 |  |  |  | 0
[10 empty] | -0.81888 |  | 0.86888 |  |  |  | 0
[10 empty] | -0.86574 |  | 0.91574 |  |  |  | 0
[10 empty] | -0.85503 |  | 0.90503 |  |  |  | 0
[10 empty] | -0.84287 |  | 0.89287 |  |  |  | 0
[10 empty] | -0.83792 |  | 0.88792 |  |  |  | 0
[10 empty] | -0.85113 |  | 0.90113 |  |  |  | 0
[10 empty] | -0.81308 |  | 0.86308 |  |  |  | 0
[10 empty] | -0.7834 |  | 0.8334 |  |  |  | 0
[10 empty] | -0.81647 |  | 0.86647 |  |  |  | 0
[10 empty] | -0.84526 |  | 0.89526 |  |  |  | 0
[10 empty] | -0.82922 |  | 0.87922 |  |  |  | 0
[10 empty] | -0.84412 |  | 0.89412 |  |  |  | 0
[10 empty] | -0.81827 |  | 0.86827 |  |  |  | 0
[10 empty] | -0.77448 |  | 0.82448 |  |  |  | 0
[10 empty] | -0.82134 |  | 0.87134 |  |  |  | 0
[10 empty] | -0.78331 |  | 0.83331 |  |  |  | 0
[10 empty] | -0.74978 |  | 0.79978 |  |  |  | 0
[10 empty] | -0.75625 |  | 0.80625 |  |  |  | 0
[10 empty] | -0.72503 |  | 0.77503 |  |  |  | 0
[10 empty] | -0.73651 |  | 0.78651 |  |  |  | 0
[10 empty] | -0.70955 |  | 0.75955 |  |  |  | 0
[10 empty] | -0.66522 |  | 0.71522 |  |  |  | 0
[10 empty] | -0.65737 |  | 0.70737 |  |  |  | 0
[10 empty] | -0.69058 |  | 0.74058 |  |  |  | 0
[10 empty] | -0.73219 |  | 0.78219 |  |  |  | 0
[10 empty] | -0.70444 |  | 0.75444 |  |  |  | 0
[10 empty] | -0.66781 |  | 0.71781 |  |  |  | 0
[10 empty] | -0.65948 |  | 0.70948 |  |  |  | 0
[10 empty] | -0.62633 |  | 0.67633 |  |  |  | 0
[10 empty] | -0.66472 |  | 0.71472 |  |  |  | 0
[10 empty] | -0.65947 |  | 0.70947 |  |  |  | 0
[10 empty] | -0.69306 |  | 0.74306 |  |  |  | 0
[10 empty] | -0.73109 |  | 0.78109 |  |  |  | 0
[10 empty] | -0.73954 |  | 0.78954 |  |  |  | 0
[10 empty] | -0.75894 |  | 0.80894 |  |  |  | 0
[10 empty] | -0.75669 |  | 0.80669 |  |  |  | 0
[10 empty] | -0.70889 |  | 0.75889 |  |  |  | 0
[10 empty] | -0.69136 |  | 0.74136 |  |  |  | 0
[10 empty] | -0.66729 |  | 0.71729 |  |  |  | 0
[10 empty] | -0.68646 |  | 0.73646 |  |  |  | 0
[10 empty] | -0.72134 |  | 0.77134 |  |  |  | 0
[10 empty] | -0.74232 |  | 0.79232 |  |  |  | 0
[10 empty] | -0.71879 |  | 0.76879 |  |  |  | 0
[10 empty] | -0.69701 |  | 0.74701 |  |  |  | 0
[10 empty] | -0.70931 |  | 0.75931 |  |  |  | 0
[10 empty] | -0.69333 |  | 0.74333 |  |  |  | 0
[10 empty] | -0.73014 |  | 0.78014 |  |  |  | 0
[10 empty] | -0.69388 |  | 0.74388 |  |  |  | 0
[10 empty] | -0.71337 |  | 0.76337 |  |  |  | 0
[10 empty] | -0.74513 |  | 0.79513 |  |  |  | 0
[10 empty] | -0.75372 |  | 0.80372 |  |  |  | 0
[10 empty] | -0.79227 |  | 0.84227 |  |  |  | 0
[10 empty] | -0.79138 |  | 0.84138 |  |  |  | 0
[10 empty] | -0.78578 |  | 0.83578 |  |  |  | 0
[10 empty] | -0.74041 |  | 0.79041 |  |  |  | 0
[10 empty] | -0.69977 |  | 0.74977 |  |  |  | 0
[10 empty] | -0.72341 |  | 0.77341 |  |  |  | 0
[10 empty] | -0.75801 |  | 0.80801 |  |  |  | 0
[10 empty] | -0.73652 |  | 0.78652 |  |  |  | 0
[10 empty] | -0.7613 |  | 0.8113 |  |  |  | 0
[10 empty] | -0.752 |  | 0.802 |  |  |  | 0
[10 empty] | -0.79235 |  | 0.84235 |  |  |  | 0
[10 empty] | -0.75877 |  | 0.80877 |  |  |  | 0
[10 empty] | -0.79881 |  | 0.84881 |  |  |  | 0
[10 empty] | -0.80773 |  | 0.85773 |  |  |  | 0
[10 empty] | -0.7987 |  | 0.8487 |  |  |  | 0
[10 empty] | -0.78169 |  | 0.83169 |  |  |  | 0
[10 empty] | -0.75413 |  | 0.80413 |  |  |  | 0
[10 empty] | -0.80074 |  | 0.85074 |  |  |  | 0
[10 empty] | -0.79993 |  | 0.84993 |  |  |  | 0
[10 empty] | -0.81585 |  | 0.86585 |  |  |  | 0
[10 empty] | -0.86325 |  | 0.91325 |  |  |  | 0
[10 empty] | -0.88389 |  | 0.93389 |  |  |  | 0
[10 empty] | -0.92471 |  | 0.97471 |  |  |  | 0
[10 empty] | -0.96384 |  | 1.0138 |  |  |  | 0
[10 empty] | -0.96492 |  | 1.0149 |  |  |  | 0
[10 empty] | -0.98394 |  | 1.0339 |  |  |  | 0
[10 empty] | -0.9999 |  | 1.0499 |  |  |  | 0
[10 empty] | -0.9999 |  | 1.0499 |  |  |  | 0
[10 empty] | -0.9999 |  | 1.0499 |  |  |  | 0
[10 empty] | -0.9999 |  | 1.0499 |  |  |  | 0
[10 empty] | -0.9999 |  | 1.0499 |  |  |  | 0
[10 empty] | -0.95238 |  | 1.0024 |  |  |  | 0
[10 empty] | -0.95976 |  | 1.0098 |  |  |  | 0
[10 empty] | -0.9658 |  | 1.0158 |  |  |  | 0
[10 empty] | -0.94115 |  | 0.99115 |  |  |  | 0
[10 empty] | -0.90222 |  | 0.95222 |  |  |  | 0
[10 empty] | -0.91149 |  | 0.96149 |  |  |  | 0
[10 empty] | -0.88405 |  | 0.93405 |  |  |  | 0
[10 empty] | -0.90084 |  | 0.95084 |  |  |  | 0
[10 empty] | -0.87542 |  | 0.92542 |  |  |  | 0
[10 empty] | -0.91199 |  | 0.96199 |  |  |  | 0
[10 empty] | -0.93695 |  | 0.98695 |  |  |  | 0
[10 empty] | -0.98362 |  | 1.0336 |  |  |  | 0
[10 empty] | -0.9999 |  | 1.0499 |  |  |  | 0
[10 empty] | -0.9999 |  | 1.0499 |  |  |  | 0
[10 empty] | -0.96448 |  | 1.0145 |  |  |  | 0
[10 empty] | -0.97327 |  | 1.0233 |  |  |  | 0
[10 empty] | -0.97992 |  | 1.0299 |  |  |  | 0
[10 empty] | -0.98623 |  | 1.0362 |  |  |  | 0
[10 empty] | -0.97859 |  | 1.0286 |  |  |  | 0
[10 empty] | -0.94421 |  | 0.99421 |  |  |  | 0
[10 empty] | -0.93828 |  | 0.98828 |  |  |  | 0
[10 empty] | -0.92603 |  | 0.97603 |  |  |  | 0
[10 empty] | -0.94387 |  | 0.99387 |  |  |  | 0
[10 empty] | -0.93959 |  | 0.98959 |  |  |  | 0
[10 empty] | -0.94674 |  | 0.99674 |  |  |  | 0
[10 empty] | -0.92289 |  | 0.97289 |  |  |  | 0
[10 empty] | -0.88507 |  | 0.93507 |  |  |  | 0
[10 empty] | -0.88777 |  | 0.93777 |  |  |  | 0
[10 empty] | -0.86054 |  | 0.91054 |  |  |  | 0
[10 empty] | -0.8892 |  | 0.9392 |  |  |  | 0
[10 empty] | -0.90184 |  | 0.95184 |  |  |  | 0
[10 empty] | -0.94499 |  | 0.99499 |  |  |  | 0
[10 empty] | -0.984 |  | 1.034 |  |  |  | 0
[10 empty] | -0.9999 |  | 1.0499 |  |  |  | 0
[10 empty] | -0.9999 |  | 1.0499 |  |  |  | 0
[10 empty] | -0.96663 |  | 1.0166 |  |  |  | 0
[10 empty] | -0.94771 |  | 0.99771 |  |  |  | 0
[10 empty] | -0.92262 |  | 0.97262 |  |  |  | 0
[10 empty] | -0.96087 |  | 1.0109 |  |  |  | 0
[10 empty] | -0.97634 |  | 1.0263 |  |  |  | 0
[10 empty] | -0.9999 |  | 1.0499 |  |  |  | 0
[10 empty] | -0.9999 |  | 1.0499 |  |  |  | 0
[10 empty] | -0.96282 |  | 1.0128 |  |  |  | 0
[10 empty] | -0.99041 |  | 1.0404 |  |  |  | 0
[10 empty] | -0.95671 |  | 1.0067 |  |  |  | 0
[10 empty] | -0.95654 |  | 1.0065 |  |  |  | 0
[10 empty] | -0.97499 |  | 1.025 |  |  |  | 0
[10 empty] | -0.9864 |  | 1.0364 |  |  |  | 0
[10 empty] | -0.9999 |  | 1.0499 |  |  |  | 0
[10 empty] | -0.96924 |  | 1.0192 |  |  |  | 0
[10 empty] | -0.99552 |  | 1.0455 |  |  |  | 0
[10 empty] | -0.95328 |  | 1.0033 |  |  |  | 0
[10 empty] | -0.9805 |  | 1.0305 |  |  |  | 0
[10 empty] | -0.9999 |  | 1.0499 |  |  |  | 0
[10 empty] | -0.97021 |  | 1.0202 |  |  |  | 0
[10 empty] | -0.99551 |  | 1.0455 |  |  |  | 0
[10 empty] | -0.94571 |  | 0.99571 |  |  |  | 0
[10 empty] | -0.92269 |  | 0.97269 |  |  |  | 0
[10 empty] | -0.91555 |  | 0.96555 |  |  |  | 0
[10 empty] | -0.95436 |  | 1.0044 |  |  |  | 0
[10 empty] | -0.98437 |  | 1.0344 |  |  |  | 0
[10 empty] | -0.97294 |  | 1.0229 |  |  |  | 0
[10 empty] | -0.9939 |  | 1.0439 |  |  |  | 0
[10 empty] | -0.96015 |  | 1.0101 |  |  |  | 0
[10 empty] | -0.99619 |  | 1.0462 |  |  |  | 0
[10 empty] | -0.9999 |  | 1.0499 |  |  |  | 0
[10 empty] | -0.9766 |  | 1.0266 |  |  |  | 0
[10 empty] | -0.99191 |  | 1.0419 |  |  |  | 0
[10 empty] | -0.99377 |  | 1.0438 |  |  |  | 0
[10 empty] | -0.9999 |  | 1.0499 |  |  |  | 0
[10 empty] | -0.9838 |  | 1.0338 |  |  |  | 0
[10 empty] | -0.9801 |  | 1.0301 |  |  |  | 0
[10 empty] | -0.93615 |  | 0.98615 |  |  |  | 0
[10 empty] | -0.91261 |  | 0.96261 |  |  |  | 0
[10 empty] | -0.94202 |  | 0.99202 |  |  |  | 0
[10 empty] | -0.91519 |  | 0.96519 |  |  |  | 0
[10 empty] | -0.89091 |  | 0.94091 |  |  |  | 0
[10 empty] | -0.86166 |  | 0.91166 |  |  |  | 0
[10 empty] | -0.89707 |  | 0.94707 |  |  |  | 0
[10 empty] | -0.85983 |  | 0.90983 |  |  |  | 0
[10 empty] | -0.82772 |  | 0.87772 |  |  |  | 0
[10 empty] | -0.81206 |  | 0.86206 |  |  |  | 0
[10 empty] | -0.79695 |  | 0.84695 |  |  |  | 0
[10 empty] | -0.8048 |  | 0.8548 |  |  |  | 0
[10 empty] | -0.77052 |  | 0.82052 |  |  |  | 0
[10 empty] | -0.78662 |  | 0.83662 |  |  |  | 0
[10 empty] | -0.83151 |  | 0.88151 |  |  |  | 0
[10 empty] | -0.87091 |  | 0.92091 |  |  |  | 0
[10 empty] | -0.89114 |  | 0.94114 |  |  |  | 0
[10 empty] | -0.89812 |  | 0.94812 |  |  |  | 0
[10 empty] | -0.91705 |  | 0.96705 |  |  |  | 0
[10 empty] | -0.87293 |  | 0.92293 |  |  |  | 0
[10 empty] | -0.83469 |  | 0.88469 |  |  |  | 0
[10 empty] | -0.8421 |  | 0.8921 |  |  |  | 0
[10 empty] | -0.82455 |  | 0.87455 |  |  |  | 0
[10 empty] | -0.7836 |  | 0.8336 |  |  |  | 0
[10 empty] | -0.79742 |  | 0.84742 |  |  |  | 0
[10 empty] | -0.77862 |  | 0.82862 |  |  |  | 0
[10 empty] | -0.76406 |  | 0.81406 |  |  |  | 0
[10 empty] | -0.76114 |  | 0.81114 |  |  |  | 0
[10 empty] | -0.71124 |  | 0.76124 |  |  |  | 0
[10 empty] | -0.74435 |  | 0.79435 |  |  |  | 0
[10 empty] | -0.70952 |  | 0.75952 |  |  |  | 0
[10 empty] | -0.6978 |  | 0.7478 |  |  |  | 0
[10 empty] | -0.73827 |  | 0.78827 |  |  |  | 0
[10 empty] | -0.73053 |  | 0.78053 |  |  |  | 0
[10 empty] | -0.70444 |  | 0.75444 |  |  |  | 0
[10 empty] | -0.74032 |  | 0.79032 |  |  |  | 0
[10 empty] | -0.77883 |  | 0.82883 |  |  |  | 0
[10 empty] | -0.77071 |  | 0.82071 |  |  |  | 0
[10 empty] | -0.72568 |  | 0.77568 |  |  |  | 0
[10 empty] | -0.71168 |  | 0.76168 |  |  |  | 0
[10 empty] | -0.73288 |  | 0.78288 |  |  |  | 0
[10 empty] | -0.74148 |  | 0.79148 |  |  |  | 0
[10 empty] | -0.75414 |  | 0.80414 |  |  |  | 0
[10 empty] | -0.75335 |  | 0.80335 |  |  |  | 0
[10 empty] | -0.74422 |  | 0.79422 |  |  |  | 0
[10 empty] | -0.78174 |  | 0.83174 |  |  |  | 0
[10 empty] | -0.82685 |  | 0.87685 |  |  |  | 0
[10 empty] | -0.83988 |  | 0.88988 |  |  |  | 0
[10 empty] | -0.87311 |  | 0.92311 |  |  |  | 0
[10 empty] | -0.91279 |  | 0.96279 |  |  |  | 0
[10 empty] | -0.94535 |  | 0.99535 |  |  |  | 0
[10 empty] | -0.95579 |  | 1.0058 |  |  |  | 0
[10 empty] | -0.92632 |  | 0.97632 |  |  |  | 0
[10 empty] | -0.9509 |  | 1.0009 |  |  |  | 0
[10 empty] | -0.9701 |  | 1.0201 |  |  |  | 0
[10 empty] | -0.9999 |  | 1.0499 |  |  |  | 0
[10 empty] | -0.9999 |  | 1.0499 |  |  |  | 0
[10 empty] | -0.9999 |  | 1.0499 |  |  |  | 0
[10 empty] | -0.9999 |  | 1.0499 |  |  |  | 0
[10 empty] | -0.98245 |  | 1.0324 |  |  |  | 0
[10 empty] | -0.97025 |  | 1.0202 |  |  |  | 0
[10 empty] | -0.9999 |  | 1.0499 |  |  |  | 0
[10 empty] | -0.95154 |  | 1.0015 |  |  |  | 0
[10 empty] | -0.96135 |  | 1.0114 |  |  |  | 0
[10 empty] | -0.91272 |  | 0.96272 |  |  |  | 0
[10 empty] | -0.932 |  | 0.982 |  |  |  | 0
[10 empty] | -0.88279 |  | 0.93279 |  |  |  | 0
[10 empty] | -0.9153 |  | 0.9653 |  |  |  | 0
[10 empty] | -0.92794 |  | 0.97794 |  |  |  | 0
[10 empty] | -0.96198 |  | 1.012 |  |  |  | 0
[10 empty] | -0.94334 |  | 0.99334 |  |  |  | 0
[10 empty] | -0.91669 |  | 0.96669 |  |  |  | 0
[10 empty] | -0.9532 |  | 1.0032 |  |  |  | 0
[10 empty] | -0.95205 |  | 1.002 |  |  |  | 0
[10 empty] | -0.95899 |  | 1.009 |  |  |  | 0
[10 empty] | -0.9723 |  | 1.0223 |  |  |  | 0
[10 empty] | -0.97317 |  | 1.0232 |  |  |  | 0
[10 empty] | -0.93514 |  | 0.98514 |  |  |  | 0
[10 empty] | -0.96234 |  | 1.0123 |  |  |  | 0
[10 empty] | -0.98038 |  | 1.0304 |  |  |  | 0
[10 empty] | -0.9999 |  | 1.0499 |  |  |  | 0
[10 empty] | -0.9836 |  | 1.0336 |  |  |  | 0
[10 empty] | -0.9344 |  | 0.9844 |  |  |  | 0
[10 empty] | -0.89202 |  | 0.94202 |  |  |  | 0
[10 empty] | -0.9108 |  | 0.9608 |  |  |  | 0
[10 empty] | -0.95392 |  | 1.0039 |  |  |  | 0
[10 empty] | -0.92706 |  | 0.97706 |  |  |  | 0
[10 empty] | -0.92815 |  | 0.97815 |  |  |  | 0
[10 empty] | -0.91015 |  | 0.96015 |  |  |  | 0
[10 empty] | -0.93107 |  | 0.98107 |  |  |  | 0
[10 empty] | -0.89144 |  | 0.94144 |  |  |  | 0
[10 empty] | -0.92426 |  | 0.97426 |  |  |  | 0
[10 empty] | -0.90846 |  | 0.95846 |  |  |  | 0
[10 empty] | -0.91472 |  | 0.96472 |  |  |  | 0
[10 empty] | -0.94554 |  | 0.99554 |  |  |  | 0
[10 empty] | -0.94521 |  | 0.99521 |  |  |  | 0
[10 empty] | -0.92292 |  | 0.97292 |  |  |  | 0
[10 empty] | -0.94466 |  | 0.99466 |  |  |  | 0
[10 empty] | -0.94963 |  | 0.99963 |  |  |  | 0
[10 empty] | -0.97128 |  | 1.0213 |  |  |  | 0
[10 empty] | -0.9999 |  | 1.0499 |  |  |  | 0
[10 empty] | -0.96428 |  | 1.0143 |  |  |  | 0
[10 empty] | -0.97763 |  | 1.0276 |  |  |  | 0
[10 empty] | -0.9999 |  | 1.0499 |  |  |  | 0
[10 empty] | -0.9999 |  | 1.0499 |  |  |  | 0
[10 empty] | -0.98765 |  | 1.0376 |  |  |  | 0
[10 empty] | -0.9449 |  | 0.9949 |  |  |  | 0
[10 empty] | -0.94937 |  | 0.99937 |  |  |  | 0
[10 empty] | -0.93827 |  | 0.98827 |  |  |  | 0
[10 empty] | -0.93998 |  | 0.98998 |  |  |  | 0
[10 empty] | -0.92868 |  | 0.97868 |  |  |  | 0
[10 empty] | -0.96029 |  | 1.0103 |  |  |  | 0
[10 empty] | -0.98485 |  | 1.0349 |  |  |  | 0
[10 empty] | -0.93714 |  | 0.98714 |  |  |  | 0
[10 empty] | -0.92325 |  | 0.97325 |  |  |  | 0
[10 empty] | -0.96593 |  | 1.0159 |  |  |  | 0
[10 empty] | -0.9999 |  | 1.0499 |  |  |  | 0
[10 empty] | -0.95542 |  | 1.0054 |  |  |  | 0
[10 empty] | -0.97393 |  | 1.0239 |  |  |  | 0
[10 empty] | -0.9999 |  | 1.0499 |  |  |  | 0
[10 empty] | -0.9999 |  | 1.0499 |  |  |  | 0
[10 empty] | -0.97847 |  | 1.0285 |  |  |  | 0
[10 empty] | -0.99284 |  | 1.0428 |  |  |  | 0
[10 empty] | -0.9999 |  | 1.0499 |  |  |  | 0
[10 empty] | -0.9999 |  | 1.0499 |  |  |  | 0
[10 empty] | -0.99839 |  | 1.0484 |  |  |  | 0
[10 empty] | -0.9999 |  | 1.0499 |  |  |  | 0
[10 empty] | -0.99247 |  | 1.0425 |  |  |  | 0
[10 empty] | -0.96509 |  | 1.0151 |  |  |  | 0
[10 empty] | -0.97161 |  | 1.0216 |  |  |  | 0
[10 empty] | -0.9999 |  | 1.0499 |  |  |  | 0
[10 empty] | -0.9999 |  | 1.0499 |  |  |  | 0
[10 empty] | -0.9999 |  | 1.0499 |  |  |  | 0
[10 empty] | -0.9999 |  | 1.0499 |  |  |  | 0
[10 empty] | -0.9999 |  | 1.0499 |  |  |  | 0
[10 empty] | -0.9999 |  | 1.0499 |  |  |  | 0
[10 empty] | -0.9999 |  | 1.0499 |  |  |  | 0
[10 empty] | -0.9999 |  | 1.0499 |  |  |  | 0
[10 empty] | -0.9999 |  | 1.0499 |  |  |  | 0
[10 empty] | -0.97022 |  | 1.0202 |  |  |  | 0
[10 empty] | -0.9999 |  | 1.0499 |  |  |  | 0
[10 empty] | -0.9999 |  | 1.0499 |  |  |  | 0
[10 empty] | -0.95103 |  | 1.001 |  |  |  | 0
[10 empty] | -0.9465 |  | 0.9965 |  |  |  | 0
[10 empty] | -0.92368 |  | 0.97368 |  |  |  | 0
[10 empty] | -0.97108 |  | 1.0211 |  |  |  | 0
[10 empty] | -0.9999 |  | 1.0499 |  |  |  | 0
[10 empty] | -0.99157 |  | 1.0416 |  |  |  | 0
[10 empty] | -0.95184 |  | 1.0018 |  |  |  | 0
[10 empty] | -0.92181 |  | 0.97181 |  |  |  | 0
[10 empty] | -0.88058 |  | 0.93058 |  |  |  | 0
[10 empty] | -0.84087 |  | 0.89087 |  |  |  | 0
[10 empty] | -0.80986 |  | 0.85986 |  |  |  | 0
[10 empty] | -0.84075 |  | 0.89075 |  |  |  | 0
[10 empty] | -0.81244 |  | 0.86244 |  |  |  | 0
[10 empty] | -0.82577 |  | 0.87577 |  |  |  | 0
[10 empty] | -0.79732 |  | 0.84732 |  |  |  | 0
[10 empty] | -0.84063 |  | 0.89063 |  |  |  | 0
[10 empty] | -0.7959 |  | 0.8459 |  |  |  | 0
[10 empty] | -0.80063 |  | 0.85063 |  |  |  | 0
[10 empty] | -0.77433 |  | 0.82433 |  |  |  | 0
[10 empty] | -0.78657 |  | 0.83657 |  |  |  | 0
[10 empty] | -0.80271 |  | 0.85271 |  |  |  | 0
[10 empty] | -0.79398 |  | 0.84398 |  |  |  | 0
[10 empty] | -0.79683 |  | 0.84683 |  |  |  | 0
[10 empty] | -0.83968 |  | 0.88968 |  |  |  | 0
[10 empty] | -0.88401 |  | 0.93401 |  |  |  | 0
[10 empty] | -0.91317 |  | 0.96317 |  |  |  | 0
[10 empty] | -0.93665 |  | 0.98665 |  |  |  | 0
[10 empty] | -0.92442 |  | 0.97442 |  |  |  | 0
[10 empty] | -0.96019 |  | 1.0102 |  |  |  | 0
[10 empty] | -0.94846 |  | 0.99846 |  |  |  | 0
[10 empty] | -0.90448 |  | 0.95448 |  |  |  | 0
[10 empty] | -0.86915 |  | 0.91915 |  |  |  | 0
[10 empty] | -0.86711 |  | 0.91711 |  |  |  | 0
[10 empty] | -0.8413 |  | 0.8913 |  |  |  | 0
[10 empty] | -0.8455 |  | 0.8955 |  |  |  | 0
[10 empty] | -0.83214 |  | 0.88214 |  |  |  | 0
[10 empty] | -0.78506 |  | 0.83506 |  |  |  | 0
[10 empty] | -0.74716 |  | 0.79716 |  |  |  | 0
[10 empty] | -0.75934 |  | 0.80934 |  |  |  | 0
[10 empty] | -0.77049 |  | 0.82049 |  |  |  | 0
[10 empty] | -0.74833 |  | 0.79833 |  |  |  | 0
[10 empty] | -0.76117 |  | 0.81117 |  |  |  | 0
[10 empty] | -0.78376 |  | 0.83376 |  |  |  | 0
[10 empty] | -0.77525 |  | 0.82525 |  |  |  | 0
[10 empty] | -0.7546 |  | 0.8046 |  |  |  | 0
[10 empty] | -0.72824 |  | 0.77824 |  |  |  | 0
[10 empty] | -0.72977 |  | 0.77977 |  |  |  | 0
[10 empty] | -0.7709 |  | 0.8209 |  |  |  | 0
[10 empty] | -0.73759 |  | 0.78759 |  |  |  | 0
[10 empty] | -0.78574 |  | 0.83574 |  |  |  | 0
[10 empty] | -0.73712 |  | 0.78712 |  |  |  | 0
[10 empty] | -0.76983 |  | 0.81983 |  |  |  | 0
[10 empty] | -0.7809 |  | 0.8309 |  |  |  | 0
[10 empty] | -0.80922 |  | 0.85922 |  |  |  | 0
[10 empty] | -0.77377 |  | 0.82377 |  |  |  | 0
[10 empty] | -0.76867 |  | 0.81867 |  |  |  | 0
[10 empty] | -0.71991 |  | 0.76991 |  |  |  | 0
[10 empty] | -0.76894 |  | 0.81894 |  |  |  | 0
[10 empty] | -0.79795 |  | 0.84795 |  |  |  | 0
[10 empty] | -0.83345 |  | 0.88345 |  |  |  | 0
[10 empty] | -0.86466 |  | 0.91466 |  |  |  | 0
[10 empty] | -0.82984 |  | 0.87984 |  |  |  | 0
[10 empty] | -0.84687 |  | 0.89687 |  |  |  | 0
[10 empty] | -0.88166 |  | 0.93166 |  |  |  | 0
[10 empty] | -0.89965 |  | 0.94965 |  |  |  | 0
[10 empty] | -0.85269 |  | 0.90269 |  |  |  | 0
[10 empty] | -0.80607 |  | 0.85607 |  |  |  | 0
[10 empty] | -0.77107 |  | 0.82107 |  |  |  | 0
[10 empty] | -0.81398 |  | 0.86398 |  |  |  | 0
[10 empty] | -0.77832 |  | 0.82832 |  |  |  | 0
[10 empty] | -0.77469 |  | 0.82469 |  |  |  | 0
[10 empty] | -0.76317 |  | 0.81317 |  |  |  | 0
[10 empty] | -0.73595 |  | 0.78595 |  |  |  | 0
[10 empty] | -0.73639 |  | 0.78639 |  |  |  | 0
[10 empty] | -0.76252 |  | 0.81252 |  |  |  | 0
[10 empty] | -0.74328 |  | 0.79328 |  |  |  | 0
[10 empty] | -0.71588 |  | 0.76588 |  |  |  | 0
[10 empty] | -0.73009 |  | 0.78009 |  |  |  | 0
[10 empty] | -0.74345 |  | 0.79345 |  |  |  | 0
[10 empty] | -0.76848 |  | 0.81848 |  |  |  | 0
[10 empty] | -0.81612 |  | 0.86612 |  |  |  | 0
[10 empty] | -0.80317 |  | 0.85317 |  |  |  | 0
[10 empty] | -0.79486 |  | 0.84486 |  |  |  | 0
[10 empty] | -0.79915 |  | 0.84915 |  |  |  | 0
[10 empty] | -0.75306 |  | 0.80306 |  |  |  | 0
[10 empty] | -0.76228 |  | 0.81228 |  |  |  | 0
[10 empty] | -0.72751 |  | 0.77751 |  |  |  | 0
[10 empty] | -0.76328 |  | 0.81328 |  |  |  | 0
[10 empty] | -0.80032 |  | 0.85032 |  |  |  | 0
[10 empty] | -0.8114 |  | 0.8614 |  |  |  | 0
[10 empty] | -0.79644 |  | 0.84644 |  |  |  | 0
[10 empty] | -0.7477 |  | 0.7977 |  |  |  | 0
[10 empty] | -0.72311 |  | 0.77311 |  |  |  | 0
[10 empty] | -0.73491 |  | 0.78491 |  |  |  | 0
[10 empty] | -0.73614 |  | 0.78614 |  |  |  | 0
[10 empty] | -0.69533 |  | 0.74533 |  |  |  | 0
[10 empty] | -0.7111 |  | 0.7611 |  |  |  | 0
[10 empty] | -0.69978 |  | 0.74978 |  |  |  | 0
[10 empty] | -0.69889 |  | 0.74889 |  |  |  | 0
[10 empty] | -0.70772 |  | 0.75772 |  |  |  | 0
[10 empty] | -0.72799 |  | 0.77799 |  |  |  | 0
[10 empty] | -0.71386 |  | 0.76386 |  |  |  | 0
[10 empty] | -0.72644 |  | 0.77644 |  |  |  | 0
[10 empty] | -0.76163 |  | 0.81163 |  |  |  | 0
[10 empty] | -0.79089 |  | 0.84089 |  |  |  | 0
[10 empty] | -0.75588 |  | 0.80588 |  |  |  | 0
[10 empty] | -0.71574 |  | 0.76574 |  |  |  | 0
[10 empty] | -0.71799 |  | 0.76799 |  |  |  | 0
[10 empty] | -0.69414 |  | 0.74414 |  |  |  | 0
[10 empty] | -0.69116 |  | 0.74116 |  |  |  | 0
[10 empty] | -0.69791 |  | 0.74791 |  |  |  | 0
[10 empty] | -0.70977 |  | 0.75977 |  |  |  | 0
[10 empty] | -0.68309 |  | 0.73309 |  |  |  | 0
[10 empty] | -0.72177 |  | 0.77177 |  |  |  | 0
[10 empty] | -0.7224 |  | 0.7724 |  |  |  | 0
[10 empty] | -0.70297 |  | 0.75297 |  |  |  | 0
[10 empty] | -0.66697 |  | 0.71697 |  |  |  | 0
[10 empty] | -0.62193 |  | 0.67193 |  |  |  | 0
[10 empty] | -0.60493 |  | 0.65493 |  |  |  | 0
[10 empty] | -0.63648 |  | 0.68648 |  |  |  | 0
[10 empty] | -0.65543 |  | 0.70543 |  |  |  | 0
[10 empty] | -0.63819 |  | 0.68819 |  |  |  | 0
[10 empty] | -0.61582 |  | 0.66582 |  |  |  | 0
[10 empty] | -0.60626 |  | 0.65626 |  |  |  | 0
[10 empty] | -0.58799 |  | 0.63799 |  |  |  | 0
[10 empty] | -0.57393 |  | 0.62393 |  |  |  | 0
[10 empty] | -0.60879 |  | 0.65879 |  |  |  | 0
[10 empty] | -0.63886 |  | 0.68886 |  |  |  | 0
[10 empty] | -0.58943 |  | 0.63943 |  |  |  | 0
[10 empty] | -0.56774 |  | 0.61774 |  |  |  | 0
[10 empty] | -0.54568 |  | 0.59568 |  |  |  | 0
[10 empty] | -0.59186 |  | 0.64186 |  |  |  | 0
[10 empty] | -0.62838 |  | 0.67838 |  |  |  | 0
[10 empty] | -0.6669 |  | 0.7169 |  |  |  | 0
[10 empty] | -0.63809 |  | 0.68809 |  |  |  | 0
[10 empty] | -0.64269 |  | 0.69269 |  |  |  | 0
[10 empty] | -0.64341 |  | 0.69341 |  |  |  | 0
[10 empty] | -0.62323 |  | 0.67323 |  |  |  | 0
[10 empty] | -0.64314 |  | 0.69314 |  |  |  | 0
[10 empty] | -0.68006 |  | 0.73006 |  |  |  | 0
[10 empty] | -0.66075 |  | 0.71075 |  |  |  | 0
[10 empty] | -0.67728 |  | 0.72728 |  |  |  | 0
[10 empty] | -0.69398 |  | 0.74398 |  |  |  | 0
[10 empty] | -0.66032 |  | 0.71032 |  |  |  | 0
[10 empty] | -0.62605 |  | 0.67605 |  |  |  | 0
[10 empty] | -0.59556 |  | 0.64556 |  |  |  | 0
[10 empty] | -0.54678 |  | 0.59678 |  |  |  | 0
[10 empty] | -0.49761 |  | 0.54761 |  |  |  | 0
[10 empty] | -0.51192 |  | 0.56192 |  |  |  | 0
[10 empty] | -0.4933 |  | 0.5433 |  |  |  | 0
[10 empty] | -0.45544 |  | 0.50544 |  |  |  | 0
[10 empty] | -0.45587 |  | 0.50587 |  |  |  | 0
[10 empty] | -0.50255 |  | 0.55255 |  |  |  | 0
[10 empty] | -0.50132 |  | 0.55132 |  |  |  | 0
[10 empty] | -0.5195 |  | 0.5695 |  |  |  | 0
[10 empty] | -0.50557 |  | 0.55557 |  |  |  | 0
[10 empty] | -0.45562 |  | 0.50562 |  |  |  | 0
[10 empty] | -0.47259 |  | 0.52259 |  |  |  | 0
[10 empty] | -0.51327 |  | 0.56327 |  |  |  | 0
[10 empty] | -0.54413 |  | 0.59413 |  |  |  | 0
[10 empty] | -0.56208 |  | 0.61208 |  |  |  | 0
[10 empty] | -0.5421 |  | 0.5921 |  |  |  | 0
[10 empty] | -0.51104 |  | 0.56104 |  |  |  | 0
[10 empty] | -0.49366 |  | 0.54366 |  |  |  | 0
[10 empty] | -0.48198 |  | 0.53198 |  |  |  | 0
[10 empty] | -0.48582 |  | 0.53582 |  |  |  | 0
[10 empty] | -0.4508 |  | 0.5008 |  |  |  | 0
[10 empty] | -0.4622 |  | 0.5122 |  |  |  | 0
[10 empty] | -0.49899 |  | 0.54899 |  |  |  | 0
[10 empty] | -0.48217 |  | 0.53217 |  |  |  | 0
[10 empty] | -0.51196 |  | 0.56196 |  |  |  | 0
[10 empty] | -0.52482 |  | 0.57482 |  |  |  | 0
[10 empty] | -0.56837 |  | 0.61837 |  |  |  | 0
[10 empty] | -0.60711 |  | 0.65711 |  |  |  | 0
[10 empty] | -0.56848 |  | 0.61848 |  |  |  | 0
[10 empty] | -0.5196 |  | 0.5696 |  |  |  | 0
[10 empty] | -0.50147 |  | 0.55147 |  |  |  | 0
[10 empty] | -0.4565 |  | 0.5065 |  |  |  | 0
[10 empty] | -0.42586 |  | 0.47586 |  |  |  | 0
[10 empty] | -0.45123 |  | 0.50123 |  |  |  | 0
[10 empty] | -0.43179 |  | 0.48179 |  |  |  | 0
[10 empty] | -0.46164 |  | 0.51164 |  |  |  | 0
[10 empty] | -0.4201 |  | 0.4701 |  |  |  | 0
[10 empty] | -0.43049 |  | 0.48049 |  |  |  | 0
[10 empty] | -0.46662 |  | 0.51662 |  |  |  | 0
[10 empty] | -0.4369 |  | 0.4869 |  |  |  | 0
[10 empty] | -0.41437 |  | 0.46437 |  |  |  | 0
[10 empty] | -0.42068 |  | 0.47068 |  |  |  | 0
[10 empty] | -0.43046 |  | 0.48046 |  |  |  | 0
[10 empty] | -0.4114 |  | 0.4614 |  |  |  | 0
[10 empty] | -0.39842 |  | 0.44842 |  |  |  | 0
[10 empty] | -0.39145 |  | 0.44145 |  |  |  | 0
[10 empty] | -0.43171 |  | 0.48171 |  |  |  | 0
[10 empty] | -0.4376 |  | 0.4876 |  |  |  | 0
[10 empty] | -0.45624 |  | 0.50624 |  |  |  | 0
[10 empty] | -0.44074 |  | 0.49074 |  |  |  | 0
[10 empty] | -0.39114 |  | 0.44114 |  |  |  | 0
[10 empty] | -0.39035 |  | 0.44035 |  |  |  | 0
[10 empty] | -0.41589 |  | 0.46589 |  |  |  | 0
[10 empty] | -0.42089 |  | 0.47089 |  |  |  | 0
[10 empty] | -0.39433 |  | 0.44433 |  |  |  | 0
[10 empty] | -0.40205 |  | 0.45205 |  |  |  | 0
[10 empty] | -0.38981 |  | 0.43981 |  |  |  | 0
[10 empty] | -0.34252 |  | 0.39252 |  |  |  | 0
[10 empty] | -0.33826 |  | 0.38826 |  |  |  | 0
[10 empty] | -0.37932 |  | 0.42932 |  |  |  | 0
[10 empty] | -0.34975 |  | 0.39975 |  |  |  | 0
[10 empty] | -0.32422 |  | 0.37422 |  |  |  | 0
[10 empty] | -0.37261 |  | 0.42261 |  |  |  | 0
[10 empty] | -0.4193 |  | 0.4693 |  |  |  | 0
[10 empty] | -0.37196 |  | 0.42196 |  |  |  | 0
[10 empty] | -0.36573 |  | 0.41573 |  |  |  | 0
[10 empty] | -0.36753 |  | 0.41753 |  |  |  | 0
[10 empty] | -0.35491 |  | 0.40491 |  |  |  | 0
[10 empty] | -0.33953 |  | 0.38953 |  |  |  | 0
[10 empty] | -0.34157 |  | 0.39157 |  |  |  | 0
[10 empty] | -0.39073 |  | 0.44073 |  |  |  | 0
[10 empty] | -0.42855 |  | 0.47855 |  |  |  | 0
[10 empty] | -0.42187 |  | 0.47187 |  |  |  | 0
[10 empty] | -0.45546 |  | 0.50546 |  |  |  | 0
[10 empty] | -0.49537 |  | 0.54537 |  |  |  | 0
[10 empty] | -0.44944 |  | 0.49944 |  |  |  | 0
[10 empty] | -0.466 |  | 0.516 |  |  |  | 0
[10 empty] | -0.44289 |  | 0.49289 |  |  |  | 0
[10 empty] | -0.45108 |  | 0.50108 |  |  |  | 0
[10 empty] | -0.49598 |  | 0.54598 |  |  |  | 0
[10 empty] | -0.53474 |  | 0.58474 |  |  |  | 0
[10 empty] | -0.55487 |  | 0.60487 |  |  |  | 0
[10 empty] | -0.5391 |  | 0.5891 |  |  |  | 0
[10 empty] | -0.52051 |  | 0.57051 |  |  |  | 0
[10 empty] | -0.54256 |  | 0.59256 |  |  |  | 0
[10 empty] | -0.53961 |  | 0.58961 |  |  |  | 0
[10 empty] | -0.5328 |  | 0.5828 |  |  |  | 0
[10 empty] | -0.51523 |  | 0.56523 |  |  |  | 0
[10 empty] | -0.47023 |  | 0.52023 |  |  |  | 0
[10 empty] | -0.43014 |  | 0.48014 |  |  |  | 0
[10 empty] | -0.4786 |  | 0.5286 |  |  |  | 0
[10 empty] | -0.44778 |  | 0.49778 |  |  |  | 0
[10 empty] | -0.43344 |  | 0.48344 |  |  |  | 0
[10 empty] | -0.41757 |  | 0.46757 |  |  |  | 0
[10 empty] | -0.38574 |  | 0.43574 |  |  |  | 0
[10 empty] | -0.38808 |  | 0.43808 |  |  |  | 0
[10 empty] | -0.39896 |  | 0.44896 |  |  |  | 0
[10 empty] | -0.35298 |  | 0.40298 |  |  |  | 0
[10 empty] | -0.31163 |  | 0.36163 |  |  |  | 0
[10 empty] | -0.32389 |  | 0.37389 |  |  |  | 0
[10 empty] | -0.3691 |  | 0.4191 |  |  |  | 0
[10 empty] | -0.41131 |  | 0.46131 |  |  |  | 0
[10 empty] | -0.41362 |  | 0.46362 |  |  |  | 0
[10 empty] | -0.42857 |  | 0.47857 |  |  |  | 0
[10 empty] | -0.40011 |  | 0.45011 |  |  |  | 0
[10 empty] | -0.35782 |  | 0.40782 |  |  |  | 0
[10 empty] | -0.34056 |  | 0.39056 |  |  |  | 0
[10 empty] | -0.33865 |  | 0.38865 |  |  |  | 0
[10 empty] | -0.35672 |  | 0.40672 |  |  |  | 0
[10 empty] | -0.31078 |  | 0.36078 |  |  |  | 0
[10 empty] | -0.35686 |  | 0.40686 |  |  |  | 0
[10 empty] | -0.33974 |  | 0.38974 |  |  |  | 0
[10 empty] | -0.32145 |  | 0.37145 |  |  |  | 0
[10 empty] | -0.32275 |  | 0.37275 |  |  |  | 0
[10 empty] | -0.29762 |  | 0.34762 |  |  |  | 0
[10 empty] | -0.28265 |  | 0.33265 |  |  |  | 0
[10 empty] | -0.23624 |  | 0.28624 |  |  |  | 0
[10 empty] | -0.25826 |  | 0.30826 |  |  |  | 0
[10 empty] | -0.26773 |  | 0.31773 |  |  |  | 0
[10 empty] | -0.21955 |  | 0.26955 |  |  |  | 0
[10 empty] | -0.23885 |  | 0.28885 |  |  |  | 0
[10 empty] | -0.2601 |  | 0.3101 |  |  |  | 0
[10 empty] | -0.25973 |  | 0.30973 |  |  |  | 0
[10 empty] | -0.23318 |  | 0.28318 |  |  |  | 0
[10 empty] | -0.20882 |  | 0.25882 |  |  |  | 0
[10 empty] | -0.16164 |  | 0.21164 |  |  |  | 0
[10 empty] | -0.20272 |  | 0.25272 |  |  |  | 0
[10 empty] | -0.16337 |  | 0.21337 |  |  |  | 0
[10 empty] | -0.18892 |  | 0.23892 |  |  |  | 0
[10 empty] | -0.23441 |  | 0.28441 |  |  |  | 0
[10 empty] | -0.18509 |  | 0.23509 |  |  |  | 0
[10 empty] | -0.19786 |  | 0.24786 |  |  |  | 0
[10 empty] | -0.15653 |  | 0.20653 |  |  |  | 0
[10 empty] | -0.11091 |  | 0.16091 |  |  |  | 0
[10 empty] | -0.093133 |  | 0.14313 |  |  |  | 0
[10 empty] | -0.11542 |  | 0.16542 |  |  |  | 0
[10 empty] | -0.097545 |  | 0.14755 |  |  |  | 0
[10 empty] | -0.055814 |  | 0.10581 |  |  |  | 0
[10 empty] | -0.034132 |  | 0.084132 |  |  |  | 0
[10 empty] | -0.004902 |  | 0.054902 |  |  |  | 0
[10 empty] | -0.011039 |  | 0.061039 |  |  |  | 0
[10 empty] | -0.056758 |  | 0.10676 |  |  |  | 0
[10 empty] | -0.070823 |  | 0.12082 |  |  |  | 0
[10 empty] | -0.030464 |  | 0.080464 |  |  |  | 0
[10 empty] | -0.0041148 |  | 0.054115 |  |  |  | 0
[10 empty] | -0.022659 |  | 0.072659 |  |  |  | 0
[10 empty] | -0.040603 |  | 0.090603 |  |  |  | 0
[10 empty] | -0.0074564 |  | 0.057456 |  |  |  | 0
[10 empty] | -0.00029384 |  | 0.050294 |  |  |  | 0
[10 empty] | -0.011513 |  | 0.061513 |  |  |  | 0
[10 empty] | -0.0027867 |  | 0.052787 |  |  |  | 0
[10 empty] | -0.0023641 |  | 0.052364 |  |  |  | 0
[10 empty] | -0.046787 |  | 0.096787 |  |  |  | 0
[10 empty] | -0.020507 |  | 0.070507 |  |  |  | 0
[10 empty] | -0.023662 |  | 0.073662 |  |  |  | 0
[10 empty] | -0.031774 |  | 0.081774 |  |  |  | 0
[10 empty] | -0.071522 |  | 0.12152 |  |  |  | 0
[10 empty] | -0.092348 |  | 0.14235 |  |  |  | 0
[10 empty] | -0.073324 |  | 0.12332 |  |  |  | 0
[10 empty] | -0.073505 |  | 0.12351 |  |  |  | 0
[10 empty] | -0.086733 |  | 0.13673 |  |  |  | 0
[10 empty] | -0.10385 |  | 0.15385 |  |  |  | 0
[10 empty] | -0.066241 |  | 0.11624 |  |  |  | 0
[10 empty] | -0.099068 |  | 0.14907 |  |  |  | 0
[10 empty] | -0.056965 |  | 0.10696 |  |  |  | 0
[10 empty] | -0.095402 |  | 0.1454 |  |  |  | 0
[10 empty] | -0.084019 |  | 0.13402 |  |  |  | 0
[10 empty] | -0.054745 |  | 0.10474 |  |  |  | 0
[10 empty] | -0.077201 |  | 0.1272 |  |  |  | 0
[10 empty] | -0.10589 |  | 0.15589 |  |  |  | 0
[10 empty] | -0.062728 |  | 0.11273 |  |  |  | 0
[10 empty] | -0.10399 |  | 0.15399 |  |  |  | 0
[10 empty] | -0.10016 |  | 0.15016 |  |  |  | 0
[10 empty] | -0.12705 |  | 0.17705 |  |  |  | 0
[10 empty] | -0.14715 |  | 0.19715 |  |  |  | 0
[10 empty] | -0.15722 |  | 0.20722 |  |  |  | 0
[10 empty] | -0.13528 |  | 0.18528 |  |  |  | 0
[10 empty] | -0.10743 |  | 0.15743 |  |  |  | 0
[10 empty] | -0.095197 |  | 0.1452 |  |  |  | 0
[10 empty] | -0.11779 |  | 0.16779 |  |  |  | 0
[10 empty] | -0.11379 |  | 0.16379 |  |  |  | 0
[10 empty] | -0.13686 |  | 0.18686 |  |  |  | 0
[10 empty] | -0.12056 |  | 0.17056 |  |  |  | 0
[10 empty] | -0.096284 |  | 0.14628 |  |  |  | 0
[10 empty] | -0.09296 |  | 0.14296 |  |  |  | 0
[10 empty] | -0.083385 |  | 0.13339 |  |  |  | 0
[10 empty] | -0.11999 |  | 0.16999 |  |  |  | 0
[10 empty] | -0.14179 |  | 0.19179 |  |  |  | 0
[10 empty] | -0.10836 |  | 0.15836 |  |  |  | 0
[10 empty] | -0.11104 |  | 0.16104 |  |  |  | 0
[10 empty] | -0.076175 |  | 0.12617 |  |  |  | 0
[10 empty] | -0.047708 |  | 0.097708 |  |  |  | 0
[10 empty] | -0.052422 |  | 0.10242 |  |  |  | 0
[10 empty] | -0.012579 |  | 0.062579 |  |  |  | 0
[10 empty] | -0.027429 |  | 0.077429 |  |  |  | 0
[10 empty] | -0.044554 |  | 0.094554 |  |  |  | 0
[10 empty] | -0.00088018 |  | 0.05088 |  |  |  | 0
[10 empty] | -0.047474 |  | 0.097474 |  |  |  | 0
[10 empty] | -0.059233 |  | 0.10923 |  |  |  | 0
[10 empty] | -0.04203 |  | 0.09203 |  |  |  | 0
[10 empty] | -0.059123 |  | 0.10912 |  |  |  | 0
[10 empty] | -0.091739 |  | 0.14174 |  |  |  | 0
[10 empty] | -0.059129 |  | 0.10913 |  |  |  | 0
[10 empty] | -0.021487 |  | 0.071487 |  |  |  | 0
[10 empty] | -0.019903 |  | 0.069903 |  |  |  | 0
[10 empty] | -0.04937 |  | 0.09937 |  |  |  | 0
[10 empty] | -0.078376 |  | 0.12838 |  |  |  | 0
[10 empty] | -0.052827 |  | 0.10283 |  |  |  | 0
[10 empty] | -0.014721 |  | 0.064721 |  |  |  | 0
[10 empty] | -0.010906 |  | 0.060906 |  |  |  | 0
[10 empty] | -0.0033591 |  | 0.053359 |  |  |  | 0
[10 empty] | -0.045261 |  | 0.095261 |  |  |  | 0
[10 empty] | -0.047082 |  | 0.097082 |  |  |  | 0
[10 empty] | -0.042988 |  | 0.092988 |  |  |  | 0
[10 empty] | -0.090243 |  | 0.14024 |  |  |  | 0
[10 empty] | -0.069243 |  | 0.11924 |  |  |  | 0
[10 empty] | -0.10445 |  | 0.15445 |  |  |  | 0
[10 empty] | -0.12446 |  | 0.17446 |  |  |  | 0
[10 empty] | -0.12335 |  | 0.17335 |  |  |  | 0
[10 empty] | -0.17169 |  | 0.22169 |  |  |  | 0
[10 empty] | -0.18505 |  | 0.23505 |  |  |  | 0
[10 empty] | -0.19755 |  | 0.24755 |  |  |  | 0
[10 empty] | -0.19222 |  | 0.24222 |  |  |  | 0
[10 empty] | -0.21139 |  | 0.26139 |  |  |  | 0
[10 empty] | -0.22996 |  | 0.27996 |  |  |  | 0
[10 empty] | -0.206 |  | 0.256 |  |  |  | 0
[10 empty] | -0.24616 |  | 0.29616 |  |  |  | 0
[10 empty] | -0.2355 |  | 0.2855 |  |  |  | 0
[10 empty] | -0.22936 |  | 0.27936 |  |  |  | 0
[10 empty] | -0.23581 |  | 0.28581 |  |  |  | 0
[10 empty] | -0.27461 |  | 0.32461 |  |  |  | 0
[10 empty] | -0.23917 |  | 0.28917 |  |  |  | 0
[10 empty] | -0.25811 |  | 0.30811 |  |  |  | 0
[10 empty] | -0.27954 |  | 0.32954 |  |  |  | 0
[10 empty] | -0.29508 |  | 0.34508 |  |  |  | 0
[10 empty] | -0.32388 |  | 0.37388 |  |  |  | 0
[10 empty] | -0.29966 |  | 0.34966 |  |  |  | 0
[10 empty] | -0.26322 |  | 0.31322 |  |  |  | 0
[10 empty] | -0.23261 |  | 0.28261 |  |  |  | 0
[10 empty] | -0.23186 |  | 0.28186 |  |  |  | 0
[10 empty] | -0.18898 |  | 0.23898 |  |  |  | 0
[10 empty] | -0.19004 |  | 0.24004 |  |  |  | 0
[10 empty] | -0.23243 |  | 0.28243 |  |  |  | 0
[10 empty] | -0.23415 |  | 0.28415 |  |  |  | 0
[10 empty] | -0.23456 |  | 0.28456 |  |  |  | 0
[10 empty] | -0.19402 |  | 0.24402 |  |  |  | 0
[10 empty] | -0.22291 |  | 0.27291 |  |  |  | 0
[10 empty] | -0.26469 |  | 0.31469 |  |  |  | 0
[10 empty] | -0.26167 |  | 0.31167 |  |  |  | 0
[10 empty] | -0.27367 |  | 0.32367 |  |  |  | 0
[10 empty] | -0.22978 |  | 0.27978 |  |  |  | 0
[10 empty] | -0.25684 |  | 0.30684 |  |  |  | 0
[10 empty] | -0.28195 |  | 0.33195 |  |  |  | 0
[10 empty] | -0.31237 |  | 0.36237 |  |  |  | 0
[10 empty] | -0.32413 |  | 0.37413 |  |  |  | 0
[10 empty] | -0.29427 |  | 0.34427 |  |  |  | 0
[10 empty] | -0.34104 |  | 0.39104 |  |  |  | 0
[10 empty] | -0.38056 |  | 0.43056 |  |  |  | 0
[10 empty] | -0.34728 |  | 0.39728 |  |  |  | 0
[10 empty] | -0.33055 |  | 0.38055 |  |  |  | 0
[10 empty] | -0.33214 |  | 0.38214 |  |  |  | 0
[10 empty] | -0.35859 |  | 0.40859 |  |  |  | 0
[10 empty] | -0.35653 |  | 0.40653 |  |  |  | 0
[10 empty] | -0.36756 |  | 0.41756 |  |  |  | 0
[10 empty] | -0.37272 |  | 0.42272 |  |  |  | 0
[10 empty] | -0.33249 |  | 0.38249 |  |  |  | 0
[10 empty] | -0.34084 |  | 0.39084 |  |  |  | 0
[10 empty] | -0.3403 |  | 0.3903 |  |  |  | 0
[10 empty] | -0.31694 |  | 0.36694 |  |  |  | 0
[10 empty] | -0.30527 |  | 0.35527 |  |  |  | 0
[10 empty] | -0.32213 |  | 0.37213 |  |  |  | 0
[10 empty] | -0.34586 |  | 0.39586 |  |  |  | 0
[10 empty] | -0.33203 |  | 0.38203 |  |  |  | 0
[10 empty] | -0.29037 |  | 0.34037 |  |  |  | 0
[10 empty] | -0.28361 |  | 0.33361 |  |  |  | 0
[10 empty] | -0.24736 |  | 0.29736 |  |  |  | 0
[10 empty] | -0.26932 |  | 0.31932 |  |  |  | 0
[10 empty] | -0.29505 |  | 0.34505 |  |  |  | 0
[10 empty] | -0.25349 |  | 0.30349 |  |  |  | 0
[10 empty] | -0.24979 |  | 0.29979 |  |  |  | 0
[10 empty] | -0.25233 |  | 0.30233 |  |  |  | 0
[10 empty] | -0.26653 |  | 0.31653 |  |  |  | 0
[10 empty] | -0.23007 |  | 0.28007 |  |  |  | 0
[10 empty] | -0.2482 |  | 0.2982 |  |  |  | 0
[10 empty] | -0.23551 |  | 0.28551 |  |  |  | 0
[10 empty] | -0.27974 |  | 0.32974 |  |  |  | 0
[10 empty] | -0.32596 |  | 0.37596 |  |  |  | 0
[10 empty] | -0.3061 |  | 0.3561 |  |  |  | 0
[10 empty] | -0.29514 |  | 0.34514 |  |  |  | 0
[10 empty] | -0.33854 |  | 0.38854 |  |  |  | 0
[10 empty] | -0.31415 |  | 0.36415 |  |  |  | 0
[10 empty] | -0.28362 |  | 0.33362 |  |  |  | 0
[10 empty] | -0.28117 |  | 0.33117 |  |  |  | 0
[10 empty] | -0.27402 |  | 0.32402 |  |  |  | 0
[10 empty] | -0.30355 |  | 0.35355 |  |  |  | 0
[10 empty] | -0.26058 |  | 0.31058 |  |  |  | 0
[10 empty] | -0.25513 |  | 0.30513 |  |  |  | 0
[10 empty] | -0.26606 |  | 0.31606 |  |  |  | 0
[10 empty] | -0.30305 |  | 0.35305 |  |  |  | 0
[10 empty] | -0.27432 |  | 0.32432 |  |  |  | 0
[10 empty] | -0.28605 |  | 0.33605 |  |  |  | 0
[10 empty] | -0.26554 |  | 0.31554 |  |  |  | 0
[10 empty] | -0.27896 |  | 0.32896 |  |  |  | 0
[10 empty] | -0.32485 |  | 0.37485 |  |  |  | 0
[10 empty] | -0.33952 |  | 0.38952 |  |  |  | 0
[10 empty] | -0.3335 |  | 0.3835 |  |  |  | 0
[10 empty] | -0.34675 |  | 0.39675 |  |  |  | 0
[10 empty] | -0.33269 |  | 0.38269 |  |  |  | 0
[10 empty] | -0.33416 |  | 0.38416 |  |  |  | 0
[10 empty] | -0.29905 |  | 0.34905 |  |  |  | 0
[10 empty] | -0.27533 |  | 0.32533 |  |  |  | 0
[10 empty] | -0.30937 |  | 0.35937 |  |  |  | 0
[10 empty] | -0.26416 |  | 0.31416 |  |  |  | 0
[10 empty] | -0.27482 |  | 0.32482 |  |  |  | 0
[10 empty] | -0.26646 |  | 0.31646 |  |  |  | 0
[10 empty] | -0.23979 |  | 0.28979 |  |  |  | 0
[10 empty] | -0.20148 |  | 0.25148 |  |  |  | 0
[10 empty] | -0.20351 |  | 0.25351 |  |  |  | 0
[10 empty] | -0.19821 |  | 0.24821 |  |  |  | 0
[10 empty] | -0.17841 |  | 0.22841 |  |  |  | 0
[10 empty] | -0.21545 |  | 0.26545 |  |  |  | 0
[10 empty] | -0.16624 |  | 0.21624 |  |  |  | 0
[10 empty] | -0.21406 |  | 0.26406 |  |  |  | 0
[10 empty] | -0.20644 |  | 0.25644 |  |  |  | 0
[10 empty] | -0.2237 |  | 0.2737 |  |  |  | 0
[10 empty] | -0.272 |  | 0.322 |  |  |  | 0
[10 empty] | -0.27452 |  | 0.32452 |  |  |  | 0
[10 empty] | -0.25968 |  | 0.30968 |  |  |  | 0
[10 empty] | -0.26472 |  | 0.31472 |  |  |  | 0
[10 empty] | -0.23578 |  | 0.28578 |  |  |  | 0
[10 empty] | -0.25747 |  | 0.30747 |  |  |  | 0
[10 empty] | -0.2367 |  | 0.2867 |  |  |  | 0
[10 empty] | -0.24268 |  | 0.29268 |  |  |  | 0
[10 empty] | -0.19884 |  | 0.24884 |  |  |  | 0
[10 empty] | -0.24532 |  | 0.29532 |  |  |  | 0
[10 empty] | -0.25047 |  | 0.30047 |  |  |  | 0
[10 empty] | -0.2607 |  | 0.3107 |  |  |  | 0
[10 empty] | -0.25781 |  | 0.30781 |  |  |  | 0
[10 empty] | -0.25141 |  | 0.30141 |  |  |  | 0
[10 empty] | -0.22671 |  | 0.27671 |  |  |  | 0
[10 empty] | -0.20515 |  | 0.25515 |  |  |  | 0
[10 empty] | -0.18438 |  | 0.23438 |  |  |  | 0
[10 empty] | -0.1388 |  | 0.1888 |  |  |  | 0
[10 empty] | -0.1807 |  | 0.2307 |  |  |  | 0
[10 empty] | -0.13955 |  | 0.18955 |  |  |  | 0
[10 empty] | -0.094234 |  | 0.14423 |  |  |  | 0
[10 empty] | -0.1372 |  | 0.1872 |  |  |  | 0
[10 empty] | -0.11305 |  | 0.16305 |  |  |  | 0
[10 empty] | -0.13643 |  | 0.18643 |  |  |  | 0
[10 empty] | -0.1768 |  | 0.2268 |  |  |  | 0
[10 empty] | -0.13644 |  | 0.18644 |  |  |  | 0
[10 empty] | -0.17697 |  | 0.22697 |  |  |  | 0
[10 empty] | -0.22171 |  | 0.27171 |  |  |  | 0
[10 empty] | -0.21741 |  | 0.26741 |  |  |  | 0
[10 empty] | -0.26288 |  | 0.31288 |  |  |  | 0
[10 empty] | -0.27997 |  | 0.32997 |  |  |  | 0
[10 empty] | -0.2632 |  | 0.3132 |  |  |  | 0
[10 empty] | -0.21574 |  | 0.26574 |  |  |  | 0
[10 empty] | -0.16986 |  | 0.21986 |  |  |  | 0
[10 empty] | -0.12406 |  | 0.17406 |  |  |  | 0
[10 empty] | -0.12033 |  | 0.17033 |  |  |  | 0
[10 empty] | -0.14408 |  | 0.19408 |  |  |  | 0
[10 empty] | -0.167 |  | 0.217 |  |  |  | 0
[10 empty] | -0.19437 |  | 0.24437 |  |  |  | 0
[10 empty] | -0.2258 |  | 0.2758 |  |  |  | 0
[10 empty] | -0.22356 |  | 0.27356 |  |  |  | 0
[10 empty] | -0.22084 |  | 0.27084 |  |  |  | 0
[10 empty] | -0.20163 |  | 0.25163 |  |  |  | 0
[10 empty] | -0.22217 |  | 0.27217 |  |  |  | 0
[10 empty] | -0.27115 |  | 0.32115 |  |  |  | 0
[10 empty] | -0.25244 |  | 0.30244 |  |  |  | 0
[10 empty] | -0.24278 |  | 0.29278 |  |  |  | 0
[10 empty] | -0.2889 |  | 0.3389 |  |  |  | 0
[10 empty] | -0.31458 |  | 0.36458 |  |  |  | 0
[10 empty] | -0.32909 |  | 0.37909 |  |  |  | 0
[10 empty] | -0.34643 |  | 0.39643 |  |  |  | 0
[10 empty] | -0.30654 |  | 0.35654 |  |  |  | 0
[10 empty] | -0.33159 |  | 0.38159 |  |  |  | 0
[10 empty] | -0.30168 |  | 0.35168 |  |  |  | 0
[10 empty] | -0.27032 |  | 0.32032 |  |  |  | 0
[10 empty] | -0.27611 |  | 0.32611 |  |  |  | 0
[10 empty] | -0.30744 |  | 0.35744 |  |  |  | 0
[10 empty] | -0.33992 |  | 0.38992 |  |  |  | 0
[10 empty] | -0.36619 |  | 0.41619 |  |  |  | 0
[10 empty] | -0.34748 |  | 0.39748 |  |  |  | 0
[10 empty] | -0.3538 |  | 0.4038 |  |  |  | 0
[10 empty] | -0.34599 |  | 0.39599 |  |  |  | 0
[10 empty] | -0.34061 |  | 0.39061 |  |  |  | 0
[10 empty] | -0.34831 |  | 0.39831 |  |  |  | 0
[10 empty] | -0.32765 |  | 0.37765 |  |  |  | 0
[10 empty] | -0.34595 |  | 0.39595 |  |  |  | 0
[10 empty] | -0.33577 |  | 0.38577 |  |  |  | 0
[10 empty] | -0.33664 |  | 0.38664 |  |  |  | 0
[10 empty] | -0.29395 |  | 0.34395 |  |  |  | 0
[10 empty] | -0.27993 |  | 0.32993 |  |  |  | 0
[10 empty] | -0.26305 |  | 0.31305 |  |  |  | 0
[10 empty] | -0.30659 |  | 0.35659 |  |  |  | 0
[10 empty] | -0.34072 |  | 0.39072 |  |  |  | 0
[10 empty] | -0.36649 |  | 0.41649 |  |  |  | 0
[10 empty] | -0.35648 |  | 0.40648 |  |  |  | 0
[10 empty] | -0.32139 |  | 0.37139 |  |  |  | 0
[10 empty] | -0.33145 |  | 0.38145 |  |  |  | 0
[10 empty] | -0.34232 |  | 0.39232 |  |  |  | 0
[10 empty] | -0.31279 |  | 0.36279 |  |  |  | 0
[10 empty] | -0.26558 |  | 0.31558 |  |  |  | 0
[10 empty] | -0.2846 |  | 0.3346 |  |  |  | 0
[10 empty] | -0.31784 |  | 0.36784 |  |  |  | 0
[10 empty] | -0.29392 |  | 0.34392 |  |  |  | 0
[10 empty] | -0.30113 |  | 0.35113 |  |  |  | 0
[10 empty] | -0.29541 |  | 0.34541 |  |  |  | 0
[10 empty] | -0.34428 |  | 0.39428 |  |  |  | 0
[10 empty] | -0.34527 |  | 0.39527 |  |  |  | 0
[10 empty] | -0.38848 |  | 0.43848 |  |  |  | 0
[10 empty] | -0.37162 |  | 0.42162 |  |  |  | 0
[10 empty] | -0.37028 |  | 0.42028 |  |  |  | 0
[10 empty] | -0.33 |  | 0.38 |  |  |  | 0
[10 empty] | -0.32981 |  | 0.37981 |  |  |  | 0
[10 empty] | -0.37641 |  | 0.42641 |  |  |  | 0
[10 empty] | -0.36464 |  | 0.41464 |  |  |  | 0
[10 empty] | -0.35388 |  | 0.40388 |  |  |  | 0
[10 empty] | -0.36987 |  | 0.41987 |  |  |  | 0
[10 empty] | -0.37517 |  | 0.42517 |  |  |  | 0
[10 empty] | -0.35085 |  | 0.40085 |  |  |  | 0
[10 empty] | -0.38331 |  | 0.43331 |  |  |  | 0
[10 empty] | -0.40711 |  | 0.45711 |  |  |  | 0
[10 empty] | -0.44798 |  | 0.49798 |  |  |  | 0
[10 empty] | -0.42697 |  | 0.47697 |  |  |  | 0
[10 empty] | -0.42775 |  | 0.47775 |  |  |  | 0
[10 empty] | -0.42252 |  | 0.47252 |  |  |  | 0
[10 empty] | -0.37623 |  | 0.42623 |  |  |  | 0
[10 empty] | -0.33916 |  | 0.38916 |  |  |  | 0
[10 empty] | -0.35588 |  | 0.40588 |  |  |  | 0
[10 empty] | -0.404 |  | 0.454 |  |  |  | 0
[10 empty] | -0.43636 |  | 0.48636 |  |  |  | 0
[10 empty] | -0.42246 |  | 0.47246 |  |  |  | 0
[10 empty] | -0.42641 |  | 0.47641 |  |  |  | 0
[10 empty] | -0.45859 |  | 0.50859 |  |  |  | 0
[10 empty] | -0.41069 |  | 0.46069 |  |  |  | 0
[10 empty] | -0.40955 |  | 0.45955 |  |  |  | 0
[10 empty] | -0.41005 |  | 0.46005 |  |  |  | 0
[10 empty] | -0.37961 |  | 0.42961 |  |  |  | 0
[10 empty] | -0.39207 |  | 0.44207 |  |  |  | 0
[10 empty] | -0.39271 |  | 0.44271 |  |  |  | 0
[10 empty] | -0.346 |  | 0.396 |  |  |  | 0
[10 empty] | -0.33003 |  | 0.38003 |  |  |  | 0
[10 empty] | -0.33471 |  | 0.38471 |  |  |  | 0
[10 empty] | -0.311 |  | 0.361 |  |  |  | 0
[10 empty] | -0.30642 |  | 0.35642 |  |  |  | 0
[10 empty] | -0.29187 |  | 0.34187 |  |  |  | 0
[10 empty] | -0.34137 |  | 0.39137 |  |  |  | 0
[10 empty] | -0.36855 |  | 0.41855 |  |  |  | 0
[10 empty] | -0.39401 |  | 0.44401 |  |  |  | 0
[10 empty] | -0.38057 |  | 0.43057 |  |  |  | 0
[10 empty] | -0.40644 |  | 0.45644 |  |  |  | 0
[10 empty] | -0.39453 |  | 0.44453 |  |  |  | 0
[10 empty] | -0.40103 |  | 0.45103 |  |  |  | 0
[10 empty] | -0.39175 |  | 0.44175 |  |  |  | 0
[10 empty] | -0.39077 |  | 0.44077 |  |  |  | 0
[10 empty] | -0.4272 |  | 0.4772 |  |  |  | 0
[10 empty] | -0.43206 |  | 0.48206 |  |  |  | 0
[10 empty] | -0.4719 |  | 0.5219 |  |  |  | 0
[10 empty] | -0.42396 |  | 0.47396 |  |  |  | 0
[10 empty] | -0.45506 |  | 0.50506 |  |  |  | 0
[10 empty] | -0.45063 |  | 0.50063 |  |  |  | 0
[10 empty] | -0.45224 |  | 0.50224 |  |  |  | 0
[10 empty] | -0.43516 |  | 0.48516 |  |  |  | 0
[10 empty] | -0.46827 |  | 0.51827 |  |  |  | 0
[10 empty] | -0.46705 |  | 0.51705 |  |  |  | 0
[10 empty] | -0.48614 |  | 0.53614 |  |  |  | 0
[10 empty] | -0.48149 |  | 0.53149 |  |  |  | 0
[10 empty] | -0.51948 |  | 0.56948 |  |  |  | 0
[10 empty] | -0.50259 |  | 0.55259 |  |  |  | 0
[10 empty] | -0.45736 |  | 0.50736 |  |  |  | 0
[10 empty] | -0.50425 |  | 0.55425 |  |  |  | 0
[10 empty] | -0.54421 |  | 0.59421 |  |  |  | 0
[10 empty] | -0.58463 |  | 0.63463 |  |  |  | 0
[10 empty] | -0.55655 |  | 0.60655 |  |  |  | 0
[10 empty] | -0.57366 |  | 0.62366 |  |  |  | 0
[10 empty] | -0.61382 |  | 0.66382 |  |  |  | 0
[10 empty] | -0.65305 |  | 0.70305 |  |  |  | 0
[10 empty] | -0.69334 |  | 0.74334 |  |  |  | 0
[10 empty] | -0.67966 |  | 0.72966 |  |  |  | 0
[10 empty] | -0.64652 |  | 0.69652 |  |  |  | 0
[10 empty] | -0.65901 |  | 0.70901 |  |  |  | 0
[10 empty] | -0.68867 |  | 0.73867 |  |  |  | 0
[10 empty] | -0.71738 |  | 0.76738 |  |  |  | 0
[10 empty] | -0.6793 |  | 0.7293 |  |  |  | 0
[10 empty] | -0.65867 |  | 0.70867 |  |  |  | 0
[10 empty] | -0.67059 |  | 0.72059 |  |  |  | 0
[10 empty] | -0.70602 |  | 0.75602 |  |  |  | 0
[10 empty] | -0.68897 |  | 0.73897 |  |  |  | 0
[10 empty] | -0.72139 |  | 0.77139 |  |  |  | 0
[10 empty] | -0.71085 |  | 0.76085 |  |  |  | 0
[10 empty] | -0.7241 |  | 0.7741 |  |  |  | 0
[10 empty] | -0.69116 |  | 0.74116 |  |  |  | 0
[10 empty] | -0.66949 |  | 0.71949 |  |  |  | 0
[10 empty] | -0.71492 |  | 0.76492 |  |  |  | 0
[10 empty] | -0.72595 |  | 0.77595 |  |  |  | 0
[10 empty] | -0.71928 |  | 0.76928 |  |  |  | 0
[10 empty] | -0.70324 |  | 0.75324 |  |  |  | 0
[10 empty] | -0.75223 |  | 0.80223 |  |  |  | 0
[10 empty] | -0.72807 |  | 0.77807 |  |  |  | 0
[10 empty] | -0.73954 |  | 0.78954 |  |  |  | 0
[10 empty] | -0.7665 |  | 0.8165 |  |  |  | 0
[10 empty] | -0.80407 |  | 0.85407 |  |  |  | 0
[10 empty] | -0.84155 |  | 0.89155 |  |  |  | 0
[10 empty] | -0.83034 |  | 0.88034 |  |  |  | 0
[10 empty] | -0.82025 |  | 0.87025 |  |  |  | 0
[10 empty] | -0.78732 |  | 0.83732 |  |  |  | 0
[10 empty] | -0.81975 |  | 0.86975 |  |  |  | 0
[10 empty] | -0.82681 |  | 0.87681 |  |  |  | 0
[10 empty] | -0.8225 |  | 0.8725 |  |  |  | 0
[10 empty] | -0.85959 |  | 0.90959 |  |  |  | 0
[10 empty] | -0.83835 |  | 0.88835 |  |  |  | 0
[10 empty] | -0.80865 |  | 0.85865 |  |  |  | 0
[10 empty] | -0.77457 |  | 0.82457 |  |  |  | 0
[10 empty] | -0.73136 |  | 0.78136 |  |  |  | 0
[10 empty] | -0.71121 |  | 0.76121 |  |  |  | 0
[10 empty] | -0.71949 |  | 0.76949 |  |  |  | 0
[10 empty] | -0.73263 |  | 0.78263 |  |  |  | 0
[10 empty] | -0.70768 |  | 0.75768 |  |  |  | 0
[10 empty] | -0.66698 |  | 0.71698 |  |  |  | 0
[10 empty] | -0.69277 |  | 0.74277 |  |  |  | 0
[10 empty] | -0.73238 |  | 0.78238 |  |  |  | 0
[10 empty] | -0.71556 |  | 0.76556 |  |  |  | 0
[10 empty] | -0.75137 |  | 0.80137 |  |  |  | 0
[10 empty] | -0.73757 |  | 0.78757 |  |  |  | 0
[10 empty] | -0.72184 |  | 0.77184 |  |  |  | 0
[10 empty] | -0.76719 |  | 0.81719 |  |  |  | 0
[10 empty] | -0.79551 |  | 0.84551 |  |  |  | 0
[10 empty] | -0.82055 |  | 0.87055 |  |  |  | 0
[10 empty] | -0.85593 |  | 0.90593 |  |  |  | 0
[10 empty] | -0.85592 |  | 0.90592 |  |  |  | 0
[10 empty] | -0.90233 |  | 0.95233 |  |  |  | 0
[10 empty] | -0.89117 |  | 0.94117 |  |  |  | 0
[10 empty] | -0.93441 |  | 0.98441 |  |  |  | 0
[10 empty] | -0.91392 |  | 0.96392 |  |  |  | 0
[10 empty] | -0.94902 |  | 0.99902 |  |  |  | 0
[10 empty] | -0.93854 |  | 0.98854 |  |  |  | 0
[10 empty] | -0.95216 |  | 1.0022 |  |  |  | 0
[10 empty] | -0.99981 |  | 1.0498 |  |  |  | 0
[10 empty] | -0.9999 |  | 1.0499 |  |  |  | 0
[10 empty] | -0.98718 |  | 1.0372 |  |  |  | 0
[10 empty] | -0.9999 |  | 1.0499 |  |  |  | 0
[10 empty] | -0.9999 |  | 1.0499 |  |  |  | 0
[10 empty] | -0.98434 |  | 1.0343 |  |  |  | 0
[10 empty] | -0.9999 |  | 1.0499 |  |  |  | 0
[10 empty] | -0.95506 |  | 1.0051 |  |  |  | 0
[10 empty] | -0.95854 |  | 1.0085 |  |  |  | 0
[10 empty] | -0.91505 |  | 0.96505 |  |  |  | 0
[10 empty] | -0.9125 |  | 0.9625 |  |  |  | 0
[10 empty] | -0.90714 |  | 0.95714 |  |  |  | 0
[10 empty] | -0.88891 |  | 0.93891 |  |  |  | 0
[10 empty] | -0.88208 |  | 0.93208 |  |  |  | 0
[10 empty] | -0.9305 |  | 0.9805 |  |  |  | 0
[10 empty] | -0.8829 |  | 0.9329 |  |  |  | 0
[10 empty] | -0.88327 |  | 0.93327 |  |  |  | 0
[10 empty] | -0.87046 |  | 0.92046 |  |  |  | 0
[10 empty] | -0.90614 |  | 0.95614 |  |  |  | 0
[10 empty] | -0.92673 |  | 0.97673 |  |  |  | 0
[10 empty] | -0.89771 |  | 0.94771 |  |  |  | 0
[10 empty] | -0.89984 |  | 0.94984 |  |  |  | 0
[10 empty] | -0.9094 |  | 0.9594 |  |  |  | 0
[10 empty] | -0.95426 |  | 1.0043 |  |  |  | 0
[10 empty] | -0.94383 |  | 0.99383 |  |  |  | 0
[10 empty] | -0.97428 |  | 1.0243 |  |  |  | 0
[10 empty] | -0.99806 |  | 1.0481 |  |  |  | 0
[10 empty] | -0.96972 |  | 1.0197 |  |  |  | 0
[10 empty] | -0.96152 |  | 1.0115 |  |  |  | 0
[10 empty] | -0.95046 |  | 1.0005 |  |  |  | 0
[10 empty] | -0.99403 |  | 1.044 |  |  |  | 0
[10 empty] | -0.9538 |  | 1.0038 |  |  |  | 0
[10 empty] | -0.93815 |  | 0.98815 |  |  |  | 0
[10 empty] | -0.91378 |  | 0.96378 |  |  |  | 0
[10 empty] | -0.92518 |  | 0.97518 |  |  |  | 0
[10 empty] | -0.90249 |  | 0.95249 |  |  |  | 0
[10 empty] | -0.88847 |  | 0.93847 |  |  |  | 0
[10 empty] | -0.93735 |  | 0.98735 |  |  |  | 0
[10 empty] | -0.9509 |  | 1.0009 |  |  |  | 0
[10 empty] | -0.97683 |  | 1.0268 |  |  |  | 0
[10 empty] | -0.98901 |  | 1.039 |  |  |  | 0
[10 empty] | -0.95046 |  | 1.0005 |  |  |  | 0
[10 empty] | -0.99869 |  | 1.0487 |  |  |  | 0
[10 empty] | -0.9999 |  | 1.0499 |  |  |  | 0
[10 empty] | -0.99327 |  | 1.0433 |  |  |  | 0
[10 empty] | -0.99827 |  | 1.0483 |  |  |  | 0
[10 empty] | -0.98169 |  | 1.0317 |  |  |  | 0
[10 empty] | -0.95185 |  | 1.0019 |  |  |  | 0
[10 empty] | -0.95817 |  | 1.0082 |  |  |  | 0
[10 empty] | -0.96296 |  | 1.013 |  |  |  | 0
[10 empty] | -0.95379 |  | 1.0038 |  |  |  | 0
[10 empty] | -0.90784 |  | 0.95784 |  |  |  | 0
[10 empty] | -0.94517 |  | 0.99517 |  |  |  | 0
[10 empty] | -0.98158 |  | 1.0316 |  |  |  | 0
[10 empty] | -0.9999 |  | 1.0499 |  |  |  | 0
[10 empty] | -0.9999 |  | 1.0499 |  |  |  | 0
[10 empty] | -0.99351 |  | 1.0435 |  |  |  | 0
[10 empty] | -0.95938 |  | 1.0094 |  |  |  | 0
[10 empty] | -0.92671 |  | 0.97671 |  |  |  | 0
[10 empty] | -0.90646 |  | 0.95646 |  |  |  | 0
[10 empty] | -0.94282 |  | 0.99282 |  |  |  | 0
[10 empty] | -0.92628 |  | 0.97628 |  |  |  | 0
[10 empty] | -0.92383 |  | 0.97383 |  |  |  | 0
[10 empty] | -0.92888 |  | 0.97888 |  |  |  | 0
[10 empty] | -0.88549 |  | 0.93549 |  |  |  | 0
[10 empty] | -0.90337 |  | 0.95337 |  |  |  | 0
[10 empty] | -0.86878 |  | 0.91878 |  |  |  | 0
[10 empty] | -0.82455 |  | 0.87455 |  |  |  | 0
[10 empty] | -0.80647 |  | 0.85647 |  |  |  | 0
[10 empty] | -0.78924 |  | 0.83924 |  |  |  | 0
[10 empty] | -0.78165 |  | 0.83165 |  |  |  | 0
[10 empty] | -0.80037 |  | 0.85037 |  |  |  | 0
[10 empty] | -0.83829 |  | 0.88829 |  |  |  | 0
[10 empty] | -0.83222 |  | 0.88222 |  |  |  | 0
[10 empty] | -0.83589 |  | 0.88589 |  |  |  | 0
[10 empty] | -0.86214 |  | 0.91214 |  |  |  | 0
[10 empty] | -0.86727 |  | 0.91727 |  |  |  | 0
[10 empty] | -0.88712 |  | 0.93712 |  |  |  | 0
[10 empty] | -0.92079 |  | 0.97079 |  |  |  | 0
[10 empty] | -0.94658 |  | 0.99658 |  |  |  | 0
[10 empty] | -0.97133 |  | 1.0213 |  |  |  | 0
[10 empty] | -0.9319 |  | 0.9819 |  |  |  | 0
[10 empty] | -0.88695 |  | 0.93695 |  |  |  | 0
[10 empty] | -0.85598 |  | 0.90598 |  |  |  | 0
[10 empty] | -0.80965 |  | 0.85965 |  |  |  | 0
[10 empty] | -0.82168 |  | 0.87168 |  |  |  | 0
[10 empty] | -0.81036 |  | 0.86036 |  |  |  | 0
[10 empty] | -0.82849 |  | 0.87849 |  |  |  | 0
[10 empty] | -0.80186 |  | 0.85186 |  |  |  | 0
[10 empty] | -0.80923 |  | 0.85923 |  |  |  | 0
[10 empty] | -0.80713 |  | 0.85713 |  |  |  | 0
[10 empty] | -0.75789 |  | 0.80789 |  |  |  | 0
[10 empty] | -0.79417 |  | 0.84417 |  |  |  | 0
[10 empty] | -0.79215 |  | 0.84215 |  |  |  | 0
[10 empty] | -0.81757 |  | 0.86757 |  |  |  | 0
[10 empty] | -0.78986 |  | 0.83986 |  |  |  | 0
[10 empty] | -0.78431 |  | 0.83431 |  |  |  | 0
[10 empty] | -0.76214 |  | 0.81214 |  |  |  | 0
[10 empty] | -0.80729 |  | 0.85729 |  |  |  | 0
[10 empty] | -0.76279 |  | 0.81279 |  |  |  | 0
[10 empty] | -0.7757 |  | 0.8257 |  |  |  | 0
[10 empty] | -0.73087 |  | 0.78087 |  |  |  | 0
[10 empty] | -0.72281 |  | 0.77281 |  |  |  | 0
[10 empty] | -0.69018 |  | 0.74018 |  |  |  | 0
[10 empty] | -0.72935 |  | 0.77935 |  |  |  | 0
[10 empty] | -0.73636 |  | 0.78636 |  |  |  | 0
[10 empty] | -0.71543 |  | 0.76543 |  |  |  | 0
[10 empty] | -0.67395 |  | 0.72395 |  |  |  | 0
[10 empty] | -0.65583 |  | 0.70583 |  |  |  | 0
[10 empty] | -0.68461 |  | 0.73461 |  |  |  | 0
[10 empty] | -0.72193 |  | 0.77193 |  |  |  | 0
[10 empty] | -0.70319 |  | 0.75319 |  |  |  | 0
[10 empty] | -0.67322 |  | 0.72322 |  |  |  | 0
[10 empty] | -0.68247 |  | 0.73247 |  |  |  | 0
[10 empty] | -0.7079 |  | 0.7579 |  |  |  | 0
[10 empty] | -0.72569 |  | 0.77569 |  |  |  | 0
[10 empty] | -0.68938 |  | 0.73938 |  |  |  | 0
[10 empty] | -0.65354 |  | 0.70354 |  |  |  | 0
[10 empty] | -0.65671 |  | 0.70671 |  |  |  | 0
[10 empty] | -0.61782 |  | 0.66782 |  |  |  | 0
[10 empty] | -0.6608 |  | 0.7108 |  |  |  | 0
[10 empty] | -0.61925 |  | 0.66925 |  |  |  | 0
[10 empty] | -0.61791 |  | 0.66791 |  |  |  | 0
[10 empty] | -0.58676 |  | 0.63676 |  |  |  | 0
[10 empty] | -0.6023 |  | 0.6523 |  |  |  | 0
[10 empty] | -0.63211 |  | 0.68211 |  |  |  | 0
[10 empty] | -0.63146 |  | 0.68146 |  |  |  | 0
[10 empty] | -0.6427 |  | 0.6927 |  |  |  | 0
[10 empty] | -0.6748 |  | 0.7248 |  |  |  | 0
[10 empty] | -0.70515 |  | 0.75515 |  |  |  | 0
[10 empty] | -0.68161 |  | 0.73161 |  |  |  | 0
[10 empty] | -0.66538 |  | 0.71538 |  |  |  | 0
[10 empty] | -0.64194 |  | 0.69194 |  |  |  | 0
[10 empty] | -0.61756 |  | 0.66756 |  |  |  | 0
[10 empty] | -0.58068 |  | 0.63068 |  |  |  | 0
[10 empty] | -0.62927 |  | 0.67927 |  |  |  | 0
[10 empty] | -0.66559 |  | 0.71559 |  |  |  | 0
[10 empty] | -0.66336 |  | 0.71336 |  |  |  | 0
[10 empty] | -0.67362 |  | 0.72362 |  |  |  | 0
[10 empty] | -0.64031 |  | 0.69031 |  |  |  | 0
[10 empty] | -0.67578 |  | 0.72578 |  |  |  | 0
[10 empty] | -0.72319 |  | 0.77319 |  |  |  | 0
[10 empty] | -0.76153 |  | 0.81153 |  |  |  | 0
[10 empty] | -0.80493 |  | 0.85493 |  |  |  | 0
[10 empty] | -0.82465 |  | 0.87465 |  |  |  | 0
[10 empty] | -0.81913 |  | 0.86913 |  |  |  | 0
[10 empty] | -0.81397 |  | 0.86397 |  |  |  | 0
[10 empty] | -0.84973 |  | 0.89973 |  |  |  | 0
[10 empty] | -0.8895 |  | 0.9395 |  |  |  | 0
[10 empty] | -0.92818 |  | 0.97818 |  |  |  | 0
[10 empty] | -0.92239 |  | 0.97239 |  |  |  | 0
[10 empty] | -0.94614 |  | 0.99614 |  |  |  | 0
[10 empty] | -0.9905 |  | 1.0405 |  |  |  | 0
[10 empty] | -0.94352 |  | 0.99352 |  |  |  | 0
[10 empty] | -0.98126 |  | 1.0313 |  |  |  | 0
[10 empty] | -0.98247 |  | 1.0325 |  |  |  | 0
[10 empty] | -0.9999 |  | 1.0499 |  |  |  | 0
[10 empty] | -0.9999 |  | 1.0499 |  |  |  | 0
[10 empty] | -0.9999 |  | 1.0499 |  |  |  | 0
[10 empty] | -0.9999 |  | 1.0499 |  |  |  | 0
[10 empty] | -0.9999 |  | 1.0499 |  |  |  | 0
[10 empty] | -0.9999 |  | 1.0499 |  |  |  | 0
[10 empty] | -0.95147 |  | 1.0015 |  |  |  | 0
[10 empty] | -0.925 |  | 0.975 |  |  |  | 0
[10 empty] | -0.96761 |  | 1.0176 |  |  |  | 0
[10 empty] | -0.94316 |  | 0.99316 |  |  |  | 0
[10 empty] | -0.929 |  | 0.979 |  |  |  | 0
[10 empty] | -0.94704 |  | 0.99704 |  |  |  | 0
[10 empty] | -0.89889 |  | 0.94889 |  |  |  | 0
[10 empty] | -0.8892 |  | 0.9392 |  |  |  | 0
[10 empty] | -0.8852 |  | 0.9352 |  |  |  | 0
[10 empty] | -0.91853 |  | 0.96853 |  |  |  | 0
[10 empty] | -0.88257 |  | 0.93257 |  |  |  | 0
[10 empty] | -0.86456 |  | 0.91456 |  |  |  | 0
[10 empty] | -0.88916 |  | 0.93916 |  |  |  | 0
[10 empty] | -0.91537 |  | 0.96537 |  |  |  | 0
[10 empty] | -0.92805 |  | 0.97805 |  |  |  | 0
[10 empty] | -0.97044 |  | 1.0204 |  |  |  | 0
[10 empty] | -0.97238 |  | 1.0224 |  |  |  | 0
[10 empty] | -0.95215 |  | 1.0021 |  |  |  | 0
[10 empty] | -0.9051 |  | 0.9551 |  |  |  | 0
[10 empty] | -0.91915 |  | 0.96915 |  |  |  | 0
[10 empty] | -0.87689 |  | 0.92689 |  |  |  | 0
[10 empty] | -0.92504 |  | 0.97504 |  |  |  | 0
[10 empty] | -0.97489 |  | 1.0249 |  |  |  | 0
[10 empty] | -0.95514 |  | 1.0051 |  |  |  | 0
[10 empty] | -0.96994 |  | 1.0199 |  |  |  | 0
[10 empty] | -0.97187 |  | 1.0219 |  |  |  | 0
[10 empty] | -0.97552 |  | 1.0255 |  |  |  | 0
[10 empty] | -0.94307 |  | 0.99307 |  |  |  | 0
[10 empty] | -0.97109 |  | 1.0211 |  |  |  | 0
[10 empty] | -0.92271 |  | 0.97271 |  |  |  | 0
[10 empty] | -0.90622 |  | 0.95622 |  |  |  | 0
[10 empty] | -0.88233 |  | 0.93233 |  |  |  | 0
[10 empty] | -0.92771 |  | 0.97771 |  |  |  | 0
[10 empty] | -0.90769 |  | 0.95769 |  |  |  | 0
[10 empty] | -0.90646 |  | 0.95646 |  |  |  | 0
[10 empty] | -0.88537 |  | 0.93537 |  |  |  | 0
[10 empty] | -0.84642 |  | 0.89642 |  |  |  | 0
[10 empty] | -0.80882 |  | 0.85882 |  |  |  | 0
[10 empty] | -0.80831 |  | 0.85831 |  |  |  | 0
[10 empty] | -0.8416 |  | 0.8916 |  |  |  | 0
[10 empty] | -0.81175 |  | 0.86175 |  |  |  | 0
[10 empty] | -0.76914 |  | 0.81914 |  |  |  | 0
[10 empty] | -0.75718 |  | 0.80718 |  |  |  | 0
[10 empty] | -0.76636 |  | 0.81636 |  |  |  | 0
[10 empty] | -0.76137 |  | 0.81137 |  |  |  | 0
[10 empty] | -0.80065 |  | 0.85065 |  |  |  | 0
[10 empty] | -0.77143 |  | 0.82143 |  |  |  | 0
[10 empty] | -0.72698 |  | 0.77698 |  |  |  | 0
[10 empty] | -0.7063 |  | 0.7563 |  |  |  | 0
[10 empty] | -0.75591 |  | 0.80591 |  |  |  | 0
[10 empty] | -0.75692 |  | 0.80692 |  |  |  | 0
[10 empty] | -0.71392 |  | 0.76392 |  |  |  | 0
[10 empty] | -0.69945 |  | 0.74945 |  |  |  | 0
[10 empty] | -0.74382 |  | 0.79382 |  |  |  | 0
[10 empty] | -0.69566 |  | 0.74566 |  |  |  | 0
[10 empty] | -0.6496 |  | 0.6996 |  |  |  | 0
[10 empty] | -0.63945 |  | 0.68945 |  |  |  | 0
[10 empty] | -0.64605 |  | 0.69605 |  |  |  | 0
[10 empty] | -0.67123 |  | 0.72123 |  |  |  | 0
[10 empty] | -0.71428 |  | 0.76428 |  |  |  | 0
[10 empty] | -0.73327 |  | 0.78327 |  |  |  | 0
[10 empty] | -0.74342 |  | 0.79342 |  |  |  | 0
[10 empty] | -0.75928 |  | 0.80928 |  |  |  | 0
[10 empty] | -0.75508 |  | 0.80508 |  |  |  | 0
[10 empty] | -0.79522 |  | 0.84522 |  |  |  | 0
[10 empty] | -0.76333 |  | 0.81333 |  |  |  | 0
[10 empty] | -0.72293 |  | 0.77293 |  |  |  | 0
[10 empty] | -0.71808 |  | 0.76808 |  |  |  | 0
[10 empty] | -0.68348 |  | 0.73348 |  |  |  | 0
[10 empty] | -0.63569 |  | 0.68569 |  |  |  | 0
[10 empty] | -0.64251 |  | 0.69251 |  |  |  | 0
[10 empty] | -0.68441 |  | 0.73441 |  |  |  | 0
[10 empty] | -0.73046 |  | 0.78046 |  |  |  | 0
[10 empty] | -0.70798 |  | 0.75798 |  |  |  | 0
[10 empty] | -0.68322 |  | 0.73322 |  |  |  | 0
[10 empty] | -0.7173 |  | 0.7673 |  |  |  | 0
[10 empty] | -0.74641 |  | 0.79641 |  |  |  | 0
[10 empty] | -0.71271 |  | 0.76271 |  |  |  | 0
[10 empty] | -0.72425 |  | 0.77425 |  |  |  | 0
[10 empty] | -0.7381 |  | 0.7881 |  |  |  | 0
[10 empty] | -0.78323 |  | 0.83323 |  |  |  | 0
[10 empty] | -0.79988 |  | 0.84988 |  |  |  | 0
[10 empty] | -0.79675 |  | 0.84675 |  |  |  | 0
[10 empty] | -0.84303 |  | 0.89303 |  |  |  | 0
[10 empty] | -0.83082 |  | 0.88082 |  |  |  | 0
[10 empty] | -0.79315 |  | 0.84315 |  |  |  | 0
[10 empty] | -0.80811 |  | 0.85811 |  |  |  | 0
[10 empty] | -0.84946 |  | 0.89946 |  |  |  | 0
[10 empty] | -0.87137 |  | 0.92137 |  |  |  | 0
[10 empty] | -0.8591 |  | 0.9091 |  |  |  | 0
[10 empty] | -0.86487 |  | 0.91487 |  |  |  | 0
[10 empty] | -0.82777 |  | 0.87777 |  |  |  | 0
[10 empty] | -0.77804 |  | 0.82804 |  |  |  | 0
[10 empty] | -0.74563 |  | 0.79563 |  |  |  | 0
[10 empty] | -0.7568 |  | 0.8068 |  |  |  | 0
[10 empty] | -0.72937 |  | 0.77937 |  |  |  | 0
[10 empty] | -0.7747 |  | 0.8247 |  |  |  | 0
[10 empty] | -0.79458 |  | 0.84458 |  |  |  | 0
[10 empty] | -0.76705 |  | 0.81705 |  |  |  | 0
[10 empty] | -0.7523 |  | 0.8023 |  |  |  | 0
[10 empty] | -0.72357 |  | 0.77357 |  |  |  | 0
[10 empty] | -0.69165 |  | 0.74165 |  |  |  | 0
[10 empty] | -0.66173 |  | 0.71173 |  |  |  | 0
[10 empty] | -0.70581 |  | 0.75581 |  |  |  | 0
[10 empty] | -0.67185 |  | 0.72185 |  |  |  | 0
[10 empty] | -0.66036 |  | 0.71036 |  |  |  | 0
[10 empty] | -0.67013 |  | 0.72013 |  |  |  | 0
[10 empty] | -0.65663 |  | 0.70663 |  |  |  | 0
[10 empty] | -0.69057 |  | 0.74057 |  |  |  | 0
[10 empty] | -0.7337 |  | 0.7837 |  |  |  | 0
[10 empty] | -0.75189 |  | 0.80189 |  |  |  | 0
[10 empty] | -0.79246 |  | 0.84246 |  |  |  | 0
[10 empty] | -0.81922 |  | 0.86922 |  |  |  | 0
[10 empty] | -0.84636 |  | 0.89636 |  |  |  | 0
[10 empty] | -0.80965 |  | 0.85965 |  |  |  | 0
[10 empty] | -0.83078 |  | 0.88078 |  |  |  | 0
[10 empty] | -0.78826 |  | 0.83826 |  |  |  | 0
[10 empty] | -0.82029 |  | 0.87029 |  |  |  | 0
[10 empty] | -0.84334 |  | 0.89334 |  |  |  | 0
[10 empty] | -0.86509 |  | 0.91509 |  |  |  | 0
[10 empty] | -0.9112 |  | 0.9612 |  |  |  | 0
[10 empty] | -0.87458 |  | 0.92458 |  |  |  | 0
[10 empty] | -0.84485 |  | 0.89485 |  |  |  | 0
[10 empty] | -0.82161 |  | 0.87161 |  |  |  | 0
[10 empty] | -0.85207 |  | 0.90207 |  |  |  | 0
[10 empty] | -0.87765 |  | 0.92765 |  |  |  | 0
[10 empty] | -0.88846 |  | 0.93846 |  |  |  | 0
[10 empty] | -0.92287 |  | 0.97287 |  |  |  | 0
[10 empty] | -0.96215 |  | 1.0121 |  |  |  | 0
[10 empty] | -0.99817 |  | 1.0482 |  |  |  | 0
[10 empty] | -0.96824 |  | 1.0182 |  |  |  | 0
[10 empty] | -0.9999 |  | 1.0499 |  |  |  | 0
[10 empty] | -0.9999 |  | 1.0499 |  |  |  | 0
[10 empty] | -0.97948 |  | 1.0295 |  |  |  | 0
[10 empty] | -0.98864 |  | 1.0386 |  |  |  | 0
[10 empty] | -0.97462 |  | 1.0246 |  |  |  | 0
[10 empty] | -0.95216 |  | 1.0022 |  |  |  | 0
[10 empty] | -0.9999 |  | 1.0499 |  |  |  | 0
[10 empty] | -0.9999 |  | 1.0499 |  |  |  | 0
[10 empty] | -0.99241 |  | 1.0424 |  |  |  | 0
[10 empty] | -0.97702 |  | 1.027 |  |  |  | 0
[10 empty] | -0.98818 |  | 1.0382 |  |  |  | 0
[10 empty] | -0.98149 |  | 1.0315 |  |  |  | 0
[10 empty] | -0.94979 |  | 0.99979 |  |  |  | 0
[10 empty] | -0.92643 |  | 0.97643 |  |  |  | 0
[10 empty] | -0.96307 |  | 1.0131 |  |  |  | 0
[10 empty] | -0.97411 |  | 1.0241 |  |  |  | 0
[10 empty] | -0.9999 |  | 1.0499 |  |  |  | 0
[10 empty] | -0.9999 |  | 1.0499 |  |  |  | 0
[10 empty] | -0.9999 |  | 1.0499 |  |  |  | 0
[10 empty] | -0.986 |  | 1.036 |  |  |  | 0
[10 empty] | -0.97195 |  | 1.022 |  |  |  | 0
[10 empty] | -0.9999 |  | 1.0499 |  |  |  | 0
[10 empty] | -0.9999 |  | 1.0499 |  |  |  | 0
[10 empty] | -0.95472 |  | 1.0047 |  |  |  | 0
[10 empty] | -0.93798 |  | 0.98798 |  |  |  | 0
[10 empty] | -0.92903 |  | 0.97903 |  |  |  | 0
[10 empty] | -0.97329 |  | 1.0233 |  |  |  | 0
[10 empty] | -0.94425 |  | 0.99425 |  |  |  | 0
[10 empty] | -0.95837 |  | 1.0084 |  |  |  | 0
[10 empty] | -0.95842 |  | 1.0084 |  |  |  | 0
[10 empty] | -0.9999 |  | 1.0499 |  |  |  | 0
[10 empty] | -0.99802 |  | 1.048 |  |  |  | 0
[10 empty] | -0.95691 |  | 1.0069 |  |  |  | 0
[10 empty] | -0.96786 |  | 1.0179 |  |  |  | 0
[10 empty] | -0.96241 |  | 1.0124 |  |  |  | 0
[10 empty] | -0.98329 |  | 1.0333 |  |  |  | 0
[10 empty] | -0.9999 |  | 1.0499 |  |  |  | 0
[10 empty] | -0.9999 |  | 1.0499 |  |  |  | 0
[10 empty] | -0.99191 |  | 1.0419 |  |  |  | 0
[10 empty] | -0.98102 |  | 1.031 |  |  |  | 0
[10 empty] | -0.97145 |  | 1.0214 |  |  |  | 0
[10 empty] | -0.9999 |  | 1.0499 |  |  |  | 0
[10 empty] | -0.9682 |  | 1.0182 |  |  |  | 0
[10 empty] | -0.9999 |  | 1.0499 |  |  |  | 0
[10 empty] | -0.9999 |  | 1.0499 |  |  |  | 0
[10 empty] | -0.9999 |  | 1.0499 |  |  |  | 0
[10 empty] | -0.9999 |  | 1.0499 |  |  |  | 0
[10 empty] | -0.96046 |  | 1.0105 |  |  |  | 0
[10 empty] | -0.95154 |  | 1.0015 |  |  |  | 0
[10 empty] | -0.96961 |  | 1.0196 |  |  |  | 0
[10 empty] | -0.98448 |  | 1.0345 |  |  |  | 0
[10 empty] | -0.93649 |  | 0.98649 |  |  |  | 0
[10 empty] | -0.89359 |  | 0.94359 |  |  |  | 0
[10 empty] | -0.89664 |  | 0.94664 |  |  |  | 0
[10 empty] | -0.91315 |  | 0.96315 |  |  |  | 0
[10 empty] | -0.87772 |  | 0.92772 |  |  |  | 0
[10 empty] | -0.92419 |  | 0.97419 |  |  |  | 0
[10 empty] | -0.95923 |  | 1.0092 |  |  |  | 0
[10 empty] | -0.98466 |  | 1.0347 |  |  |  | 0
[10 empty] | -0.97787 |  | 1.0279 |  |  |  | 0
[10 empty] | -0.98711 |  | 1.0371 |  |  |  | 0
[10 empty] | -0.9731 |  | 1.0231 |  |  |  | 0
[10 empty] | -0.98045 |  | 1.0304 |  |  |  | 0
[10 empty] | -0.93845 |  | 0.98845 |  |  |  | 0
[10 empty] | -0.89745 |  | 0.94745 |  |  |  | 0
[10 empty] | -0.94676 |  | 0.99676 |  |  |  | 0
[10 empty] | -0.90782 |  | 0.95782 |  |  |  | 0
[10 empty] | -0.95694 |  | 1.0069 |  |  |  | 0
[10 empty] | -0.9735 |  | 1.0235 |  |  |  | 0
[10 empty] | -0.9999 |  | 1.0499 |  |  |  | 0
[10 empty] | -0.96695 |  | 1.0169 |  |  |  | 0
[10 empty] | -0.97773 |  | 1.0277 |  |  |  | 0
[10 empty] | -0.9999 |  | 1.0499 |  |  |  | 0
[10 empty] | -0.9999 |  | 1.0499 |  |  |  | 0
[10 empty] | -0.9999 |  | 1.0499 |  |  |  | 0
[10 empty] | -0.9999 |  | 1.0499 |  |  |  | 0
[10 empty] | -0.96926 |  | 1.0193 |  |  |  | 0
[10 empty] | -0.93684 |  | 0.98684 |  |  |  | 0
[10 empty] | -0.9732 |  | 1.0232 |  |  |  | 0
[10 empty] | -0.9999 |  | 1.0499 |  |  |  | 0
[10 empty] | -0.99894 |  | 1.0489 |  |  |  | 0
[10 empty] | -0.98588 |  | 1.0359 |  |  |  | 0
[10 empty] | -0.97098 |  | 1.021 |  |  |  | 0
[10 empty] | -0.9999 |  | 1.0499 |  |  |  | 0
[10 empty] | -0.9999 |  | 1.0499 |  |  |  | 0
[10 empty] | -0.9999 |  | 1.0499 |  |  |  | 0
[10 empty] | -0.9999 |  | 1.0499 |  |  |  | 0
[10 empty] | -0.9999 |  | 1.0499 |  |  |  | 0
[10 empty] | -0.95643 |  | 1.0064 |  |  |  | 0
[10 empty] | -0.93732 |  | 0.98732 |  |  |  | 0
[10 empty] | -0.97283 |  | 1.0228 |  |  |  | 0
[10 empty] | -0.9999 |  | 1.0499 |  |  |  | 0
[10 empty] | -0.96886 |  | 1.0189 |  |  |  | 0
[10 empty] | -0.93919 |  | 0.98919 |  |  |  | 0
[10 empty] | -0.98008 |  | 1.0301 |  |  |  | 0
[10 empty] | -0.9853 |  | 1.0353 |  |  |  | 0
[10 empty] | -0.9999 |  | 1.0499 |  |  |  | 0
[10 empty] | -0.99214 |  | 1.0421 |  |  |  | 0
[10 empty] | -0.96178 |  | 1.0118 |  |  |  | 0
[10 empty] | -0.99238 |  | 1.0424 |  |  |  | 0
[10 empty] | -0.94806 |  | 0.99806 |  |  |  | 0
[10 empty] | -0.92643 |  | 0.97643 |  |  |  | 0
[10 empty] | -0.97417 |  | 1.0242 |  |  |  | 0
[10 empty] | -0.99839 |  | 1.0484 |  |  |  | 0
[10 empty] | -0.98913 |  | 1.0391 |  |  |  | 0
[10 empty] | -0.9999 |  | 1.0499 |  |  |  | 0
[10 empty] | -0.95785 |  | 1.0079 |  |  |  | 0
[10 empty] | -0.9803 |  | 1.0303 |  |  |  | 0
[10 empty] | -0.9999 |  | 1.0499 |  |  |  | 0
[10 empty] | -0.9999 |  | 1.0499 |  |  |  | 0
[10 empty] | -0.9999 |  | 1.0499 |  |  |  | 0
[10 empty] | -0.9999 |  | 1.0499 |  |  |  | 0
[10 empty] | -0.9999 |  | 1.0499 |  |  |  | 0
[10 empty] | -0.99175 |  | 1.0417 |  |  |  | 0
[10 empty] | -0.966 |  | 1.016 |  |  |  | 0
[10 empty] | -0.99451 |  | 1.0445 |  |  |  | 0
[10 empty] | -0.9999 |  | 1.0499 |  |  |  | 0
[10 empty] | -0.97849 |  | 1.0285 |  |  |  | 0
[10 empty] | -0.96153 |  | 1.0115 |  |  |  | 0
[10 empty] | -0.99837 |  | 1.0484 |  |  |  | 0
[10 empty] | -0.98096 |  | 1.031 |  |  |  | 0
[10 empty] | -0.9999 |  | 1.0499 |  |  |  | 0
[10 empty] | -0.95119 |  | 1.0012 |  |  |  | 0
[10 empty] | -0.9954 |  | 1.0454 |  |  |  | 0
[10 empty] | -0.96493 |  | 1.0149 |  |  |  | 0
[10 empty] | -0.92544 |  | 0.97544 |  |  |  | 0
[10 empty] | -0.96746 |  | 1.0175 |  |  |  | 0
[10 empty] | -0.94004 |  | 0.99004 |  |  |  | 0
[10 empty] | -0.93194 |  | 0.98194 |  |  |  | 0
[10 empty] | -0.89907 |  | 0.94907 |  |  |  | 0
[10 empty] | -0.90533 |  | 0.95533 |  |  |  | 0
[10 empty] | -0.95159 |  | 1.0016 |  |  |  | 0
[10 empty] | -0.96132 |  | 1.0113 |  |  |  | 0
[10 empty] | -0.94981 |  | 0.99981 |  |  |  | 0
[10 empty] | -0.99307 |  | 1.0431 |  |  |  | 0
[10 empty] | -0.9999 |  | 1.0499 |  |  |  | 0
[10 empty] | -0.9999 |  | 1.0499 |  |  |  | 0
[10 empty] | -0.95473 |  | 1.0047 |  |  |  | 0
[10 empty] | -0.93657 |  | 0.98657 |  |  |  | 0
[10 empty] | -0.927 |  | 0.977 |  |  |  | 0
[10 empty] | -0.88174 |  | 0.93174 |  |  |  | 0
[10 empty] | -0.84691 |  | 0.89691 |  |  |  | 0
[10 empty] | -0.86917 |  | 0.91917 |  |  |  | 0
[10 empty] | -0.89612 |  | 0.94612 |  |  |  | 0
[10 empty] | -0.85351 |  | 0.90351 |  |  |  | 0
[10 empty] | -0.84405 |  | 0.89405 |  |  |  | 0
[10 empty] | -0.85121 |  | 0.90121 |  |  |  | 0
[10 empty] | -0.83165 |  | 0.88165 |  |  |  | 0
[10 empty] | -0.83481 |  | 0.88481 |  |  |  | 0
[10 empty] | -0.82325 |  | 0.87325 |  |  |  | 0
[10 empty] | -0.83986 |  | 0.88986 |  |  |  | 0
[10 empty] | -0.84652 |  | 0.89652 |  |  |  | 0
[10 empty] | -0.82944 |  | 0.87944 |  |  |  | 0
[10 empty] | -0.86686 |  | 0.91686 |  |  |  | 0
[10 empty] | -0.8748 |  | 0.9248 |  |  |  | 0
[10 empty] | -0.87158 |  | 0.92158 |  |  |  | 0
[10 empty] | -0.91876 |  | 0.96876 |  |  |  | 0
[10 empty] | -0.94004 |  | 0.99004 |  |  |  | 0
[10 empty] | -0.94599 |  | 0.99599 |  |  |  | 0
[10 empty] | -0.97721 |  | 1.0272 |  |  |  | 0
[10 empty] | -0.96356 |  | 1.0136 |  |  |  | 0
[10 empty] | -0.9999 |  | 1.0499 |  |  |  | 0
[10 empty] | -0.9999 |  | 1.0499 |  |  |  | 0
[10 empty] | -0.9999 |  | 1.0499 |  |  |  | 0
[10 empty] | -0.98473 |  | 1.0347 |  |  |  | 0
[10 empty] | -0.9999 |  | 1.0499 |  |  |  | 0
[10 empty] | -0.9999 |  | 1.0499 |  |  |  | 0
[10 empty] | -0.9999 |  | 1.0499 |  |  |  | 0
[10 empty] | -0.9999 |  | 1.0499 |  |  |  | 0
[10 empty] | -0.9898 |  | 1.0398 |  |  |  | 0
[10 empty] | -0.94289 |  | 0.99289 |  |  |  | 0
[10 empty] | -0.91046 |  | 0.96046 |  |  |  | 0
[10 empty] | -0.86968 |  | 0.91968 |  |  |  | 0
[10 empty] | -0.8793 |  | 0.9293 |  |  |  | 0
[10 empty] | -0.92187 |  | 0.97187 |  |  |  | 0
[10 empty] | -0.90361 |  | 0.95361 |  |  |  | 0
[10 empty] | -0.87371 |  | 0.92371 |  |  |  | 0
[10 empty] | -0.88496 |  | 0.93496 |  |  |  | 0
[10 empty] | -0.85233 |  | 0.90233 |  |  |  | 0
[10 empty] | -0.84572 |  | 0.89572 |  |  |  | 0
[10 empty] | -0.87015 |  | 0.92015 |  |  |  | 0
[10 empty] | -0.87354 |  | 0.92354 |  |  |  | 0
[10 empty] | -0.90427 |  | 0.95427 |  |  |  | 0
[10 empty] | -0.92827 |  | 0.97827 |  |  |  | 0
[10 empty] | -0.95521 |  | 1.0052 |  |  |  | 0
[10 empty] | -0.95384 |  | 1.0038 |  |  |  | 0
[10 empty] | -0.90659 |  | 0.95659 |  |  |  | 0
[10 empty] | -0.95467 |  | 1.0047 |  |  |  | 0
[10 empty] | -0.9999 |  | 1.0499 |  |  |  | 0
[10 empty] | -0.9999 |  | 1.0499 |  |  |  | 0
[10 empty] | -0.9999 |  | 1.0499 |  |  |  | 0
[10 empty] | -0.95469 |  | 1.0047 |  |  |  | 0
[10 empty] | -0.92464 |  | 0.97464 |  |  |  | 0
[10 empty] | -0.94112 |  | 0.99112 |  |  |  | 0
[10 empty] | -0.90451 |  | 0.95451 |  |  |  | 0
[10 empty] | -0.89083 |  | 0.94083 |  |  |  | 0
[10 empty] | -0.85424 |  | 0.90424 |  |  |  | 0
[10 empty] | -0.83465 |  | 0.88465 |  |  |  | 0
[10 empty] | -0.86689 |  | 0.91689 |  |  |  | 0
[10 empty] | -0.85238 |  | 0.90238 |  |  |  | 0
[10 empty] | -0.84536 |  | 0.89536 |  |  |  | 0
[10 empty] | -0.80136 |  | 0.85136 |  |  |  | 0
[10 empty] | -0.78307 |  | 0.83307 |  |  |  | 0
[10 empty] | -0.76986 |  | 0.81986 |  |  |  | 0
[10 empty] | -0.73767 |  | 0.78767 |  |  |  | 0
[10 empty] | -0.76712 |  | 0.81712 |  |  |  | 0
[10 empty] | -0.77629 |  | 0.82629 |  |  |  | 0
[10 empty] | -0.73555 |  | 0.78555 |  |  |  | 0
[10 empty] | -0.69073 |  | 0.74073 |  |  |  | 0
[10 empty] | -0.64673 |  | 0.69673 |  |  |  | 0
[10 empty] | -0.66389 |  | 0.71389 |  |  |  | 0
[10 empty] | -0.64846 |  | 0.69846 |  |  |  | 0
[10 empty] | -0.64491 |  | 0.69491 |  |  |  | 0
[10 empty] | -0.63497 |  | 0.68497 |  |  |  | 0
[10 empty] | -0.6784 |  | 0.7284 |  |  |  | 0
[10 empty] | -0.63591 |  | 0.68591 |  |  |  | 0
[10 empty] | -0.58837 |  | 0.63837 |  |  |  | 0
[10 empty] | -0.6221 |  | 0.6721 |  |  |  | 0
[10 empty] | -0.58147 |  | 0.63147 |  |  |  | 0
[10 empty] | -0.62604 |  | 0.67604 |  |  |  | 0
[10 empty] | -0.62327 |  | 0.67327 |  |  |  | 0
[10 empty] | -0.62546 |  | 0.67546 |  |  |  | 0
[10 empty] | -0.64251 |  | 0.69251 |  |  |  | 0
[10 empty] | -0.63687 |  | 0.68687 |  |  |  | 0
[10 empty] | -0.65094 |  | 0.70094 |  |  |  | 0
[10 empty] | -0.66137 |  | 0.71137 |  |  |  | 0
[10 empty] | -0.705 |  | 0.755 |  |  |  | 0
[10 empty] | -0.69881 |  | 0.74881 |  |  |  | 0
[10 empty] | -0.65008 |  | 0.70008 |  |  |  | 0
[10 empty] | -0.62397 |  | 0.67397 |  |  |  | 0
[10 empty] | -0.57665 |  | 0.62665 |  |  |  | 0
[10 empty] | -0.62183 |  | 0.67183 |  |  |  | 0
[10 empty] | -0.63032 |  | 0.68032 |  |  |  | 0
[10 empty] | -0.66634 |  | 0.71634 |  |  |  | 0
[10 empty] | -0.6279 |  | 0.6779 |  |  |  | 0
[10 empty] | -0.64497 |  | 0.69497 |  |  |  | 0
[10 empty] | -0.66975 |  | 0.71975 |  |  |  | 0
[10 empty] | -0.63321 |  | 0.68321 |  |  |  | 0
[10 empty] | -0.62831 |  | 0.67831 |  |  |  | 0
[10 empty] | -0.5969 |  | 0.6469 |  |  |  | 0
[10 empty] | -0.63642 |  | 0.68642 |  |  |  | 0
[10 empty] | -0.65083 |  | 0.70083 |  |  |  | 0
[10 empty] | -0.65329 |  | 0.70329 |  |  |  | 0
[10 empty] | -0.62366 |  | 0.67366 |  |  |  | 0
[10 empty] | -0.64229 |  | 0.69229 |  |  |  | 0
[10 empty] | -0.59328 |  | 0.64328 |  |  |  | 0
[10 empty] | -0.54704 |  | 0.59704 |  |  |  | 0
[10 empty] | -0.58666 |  | 0.63666 |  |  |  | 0
[10 empty] | -0.59242 |  | 0.64242 |  |  |  | 0
[10 empty] | -0.55042 |  | 0.60042 |  |  |  | 0
[10 empty] | -0.59152 |  | 0.64152 |  |  |  | 0
[10 empty] | -0.63185 |  | 0.68185 |  |  |  | 0
[10 empty] | -0.60501 |  | 0.65501 |  |  |  | 0
[10 empty] | -0.62149 |  | 0.67149 |  |  |  | 0
[10 empty] | -0.63453 |  | 0.68453 |  |  |  | 0
[10 empty] | -0.59663 |  | 0.64663 |  |  |  | 0
[10 empty] | -0.64283 |  | 0.69283 |  |  |  | 0
[10 empty] | -0.64796 |  | 0.69796 |  |  |  | 0
[10 empty] | -0.69727 |  | 0.74727 |  |  |  | 0
[10 empty] | -0.70784 |  | 0.75784 |  |  |  | 0
[10 empty] | -0.70003 |  | 0.75003 |  |  |  | 0
[10 empty] | -0.69506 |  | 0.74506 |  |  |  | 0
[10 empty] | -0.68682 |  | 0.73682 |  |  |  | 0
[10 empty] | -0.63885 |  | 0.68885 |  |  |  | 0
[10 empty] | -0.62268 |  | 0.67268 |  |  |  | 0
[10 empty] | -0.61612 |  | 0.66612 |  |  |  | 0
[10 empty] | -0.6116 |  | 0.6616 |  |  |  | 0
[10 empty] | -0.63877 |  | 0.68877 |  |  |  | 0
[10 empty] | -0.64429 |  | 0.69429 |  |  |  | 0
[10 empty] | -0.60342 |  | 0.65342 |  |  |  | 0
[10 empty] | -0.56421 |  | 0.61421 |  |  |  | 0
[10 empty] | -0.56386 |  | 0.61386 |  |  |  | 0
[10 empty] | -0.60434 |  | 0.65434 |  |  |  | 0
[10 empty] | -0.64751 |  | 0.69751 |  |  |  | 0
[10 empty] | -0.66404 |  | 0.71404 |  |  |  | 0
[10 empty] | -0.61623 |  | 0.66623 |  |  |  | 0
[10 empty] | -0.65895 |  | 0.70895 |  |  |  | 0
[10 empty] | -0.63748 |  | 0.68748 |  |  |  | 0
[10 empty] | -0.68115 |  | 0.73115 |  |  |  | 0
[10 empty] | -0.65967 |  | 0.70967 |  |  |  | 0
[10 empty] | -0.70332 |  | 0.75332 |  |  |  | 0
[10 empty] | -0.71085 |  | 0.76085 |  |  |  | 0
[10 empty] | -0.74837 |  | 0.79837 |  |  |  | 0
[10 empty] | -0.75675 |  | 0.80675 |  |  |  | 0
[10 empty] | -0.71707 |  | 0.76707 |  |  |  | 0
[10 empty] | -0.74362 |  | 0.79362 |  |  |  | 0
[10 empty] | -0.75349 |  | 0.80349 |  |  |  | 0
[10 empty] | -0.70661 |  | 0.75661 |  |  |  | 0
[10 empty] | -0.67235 |  | 0.72235 |  |  |  | 0
[10 empty] | -0.62274 |  | 0.67274 |  |  |  | 0
[10 empty] | -0.57716 |  | 0.62716 |  |  |  | 0
[10 empty] | -0.56503 |  | 0.61503 |  |  |  | 0
[10 empty] | -0.52345 |  | 0.57345 |  |  |  | 0
[10 empty] | -0.47918 |  | 0.52918 |  |  |  | 0
[10 empty] | -0.44073 |  | 0.49073 |  |  |  | 0
[10 empty] | -0.42063 |  | 0.47063 |  |  |  | 0
[10 empty] | -0.4409 |  | 0.4909 |  |  |  | 0
[10 empty] | -0.42968 |  | 0.47968 |  |  |  | 0
[10 empty] | -0.44715 |  | 0.49715 |  |  |  | 0
[10 empty] | -0.42071 |  | 0.47071 |  |  |  | 0
[10 empty] | -0.44017 |  | 0.49017 |  |  |  | 0
[10 empty] | -0.48743 |  | 0.53743 |  |  |  | 0
[10 empty] | -0.53198 |  | 0.58198 |  |  |  | 0
[10 empty] | -0.52265 |  | 0.57265 |  |  |  | 0
[10 empty] | -0.55873 |  | 0.60873 |  |  |  | 0
[10 empty] | -0.59246 |  | 0.64246 |  |  |  | 0
[10 empty] | -0.60703 |  | 0.65703 |  |  |  | 0
[10 empty] | -0.58873 |  | 0.63873 |  |  |  | 0
[10 empty] | -0.55068 |  | 0.60068 |  |  |  | 0
[10 empty] | -0.53096 |  | 0.58096 |  |  |  | 0
[10 empty] | -0.51779 |  | 0.56779 |  |  |  | 0
[10 empty] | -0.47142 |  | 0.52142 |  |  |  | 0
[10 empty] | -0.47435 |  | 0.52435 |  |  |  | 0
[10 empty] | -0.46463 |  | 0.51463 |  |  |  | 0
[10 empty] | -0.48888 |  | 0.53888 |  |  |  | 0
[10 empty] | -0.51908 |  | 0.56908 |  |  |  | 0
[10 empty] | -0.48917 |  | 0.53917 |  |  |  | 0
[10 empty] | -0.47796 |  | 0.52796 |  |  |  | 0
[10 empty] | -0.43768 |  | 0.48768 |  |  |  | 0
[10 empty] | -0.4192 |  | 0.4692 |  |  |  | 0
[10 empty] | -0.40242 |  | 0.45242 |  |  |  | 0
[10 empty] | -0.36245 |  | 0.41245 |  |  |  | 0
[10 empty] | -0.36852 |  | 0.41852 |  |  |  | 0
[10 empty] | -0.37011 |  | 0.42011 |  |  |  | 0
[10 empty] | -0.40148 |  | 0.45148 |  |  |  | 0
[10 empty] | -0.3636 |  | 0.4136 |  |  |  | 0
[10 empty] | -0.40171 |  | 0.45171 |  |  |  | 0
[10 empty] | -0.37919 |  | 0.42919 |  |  |  | 0
[10 empty] | -0.3368 |  | 0.3868 |  |  |  | 0
[10 empty] | -0.29108 |  | 0.34108 |  |  |  | 0
[10 empty] | -0.26128 |  | 0.31128 |  |  |  | 0
[10 empty] | -0.26418 |  | 0.31418 |  |  |  | 0
[10 empty] | -0.2899 |  | 0.3399 |  |  |  | 0
[10 empty] | -0.2939 |  | 0.3439 |  |  |  | 0
[10 empty] | -0.27247 |  | 0.32247 |  |  |  | 0
[10 empty] | -0.2914 |  | 0.3414 |  |  |  | 0
[10 empty] | -0.28786 |  | 0.33786 |  |  |  | 0
[10 empty] | -0.31454 |  | 0.36454 |  |  |  | 0
[10 empty] | -0.32695 |  | 0.37695 |  |  |  | 0
[10 empty] | -0.29902 |  | 0.34902 |  |  |  | 0
[10 empty] | -0.28517 |  | 0.33517 |  |  |  | 0
[10 empty] | -0.28997 |  | 0.33997 |  |  |  | 0
[10 empty] | -0.31183 |  | 0.36183 |  |  |  | 0
[10 empty] | -0.27785 |  | 0.32785 |  |  |  | 0
[10 empty] | -0.32441 |  | 0.37441 |  |  |  | 0
[10 empty] | -0.36949 |  | 0.41949 |  |  |  | 0
[10 empty] | -0.38905 |  | 0.43905 |  |  |  | 0
[10 empty] | -0.38248 |  | 0.43248 |  |  |  | 0
[10 empty] | -0.39668 |  | 0.44668 |  |  |  | 0
[10 empty] | -0.42065 |  | 0.47065 |  |  |  | 0
[10 empty] | -0.39955 |  | 0.44955 |  |  |  | 0
[10 empty] | -0.41451 |  | 0.46451 |  |  |  | 0
[10 empty] | -0.37046 |  | 0.42046 |  |  |  | 0
[10 empty] | -0.40606 |  | 0.45606 |  |  |  | 0
[10 empty] | -0.42931 |  | 0.47931 |  |  |  | 0
[10 empty] | -0.3989 |  | 0.4489 |  |  |  | 0
[10 empty] | -0.42186 |  | 0.47186 |  |  |  | 0
[10 empty] | -0.4636 |  | 0.5136 |  |  |  | 0
[10 empty] | -0.42163 |  | 0.47163 |  |  |  | 0
[10 empty] | -0.39643 |  | 0.44643 |  |  |  | 0
[10 empty] | -0.4084 |  | 0.4584 |  |  |  | 0
[10 empty] | -0.36889 |  | 0.41889 |  |  |  | 0
[10 empty] | -0.4072 |  | 0.4572 |  |  |  | 0
[10 empty] | -0.43598 |  | 0.48598 |  |  |  | 0
[10 empty] | -0.42944 |  | 0.47944 |  |  |  | 0
[10 empty] | -0.44547 |  | 0.49547 |  |  |  | 0
[10 empty] | -0.47294 |  | 0.52294 |  |  |  | 0
[10 empty] | -0.49134 |  | 0.54134 |  |  |  | 0
[10 empty] | -0.53207 |  | 0.58207 |  |  |  | 0
[10 empty] | -0.51793 |  | 0.56793 |  |  |  | 0
[10 empty] | -0.52652 |  | 0.57652 |  |  |  | 0
[10 empty] | -0.57494 |  | 0.62494 |  |  |  | 0
[10 empty] | -0.53331 |  | 0.58331 |  |  |  | 0
[10 empty] | -0.5421 |  | 0.5921 |  |  |  | 0
[10 empty] | -0.56768 |  | 0.61768 |  |  |  | 0
[10 empty] | -0.57938 |  | 0.62938 |  |  |  | 0
[10 empty] | -0.61137 |  | 0.66137 |  |  |  | 0
[10 empty] | -0.61427 |  | 0.66427 |  |  |  | 0
[10 empty] | -0.63503 |  | 0.68503 |  |  |  | 0
[10 empty] | -0.62647 |  | 0.67647 |  |  |  | 0
[10 empty] | -0.66526 |  | 0.71526 |  |  |  | 0
[10 empty] | -0.69544 |  | 0.74544 |  |  |  | 0
[10 empty] | -0.67267 |  | 0.72267 |  |  |  | 0
[10 empty] | -0.67877 |  | 0.72877 |  |  |  | 0
[10 empty] | -0.65342 |  | 0.70342 |  |  |  | 0
[10 empty] | -0.65284 |  | 0.70284 |  |  |  | 0
[10 empty] | -0.61596 |  | 0.66596 |  |  |  | 0
[10 empty] | -0.60176 |  | 0.65176 |  |  |  | 0
[10 empty] | -0.59685 |  | 0.64685 |  |  |  | 0
[10 empty] | -0.57354 |  | 0.62354 |  |  |  | 0
[10 empty] | -0.5694 |  | 0.6194 |  |  |  | 0
[10 empty] | -0.60588 |  | 0.65588 |  |  |  | 0
[10 empty] | -0.60851 |  | 0.65851 |  |  |  | 0
[10 empty] | -0.65193 |  | 0.70193 |  |  |  | 0
[10 empty] | -0.66503 |  | 0.71503 |  |  |  | 0
[10 empty] | -0.66159 |  | 0.71159 |  |  |  | 0
[10 empty] | -0.69402 |  | 0.74402 |  |  |  | 0
[10 empty] | -0.72481 |  | 0.77481 |  |  |  | 0
[10 empty] | -0.74348 |  | 0.79348 |  |  |  | 0
[10 empty] | -0.71378 |  | 0.76378 |  |  |  | 0
[10 empty] | -0.7353 |  | 0.7853 |  |  |  | 0
[10 empty] | -0.7025 |  | 0.7525 |  |  |  | 0
[10 empty] | -0.73216 |  | 0.78216 |  |  |  | 0
[10 empty] | -0.77414 |  | 0.82414 |  |  |  | 0
[10 empty] | -0.79241 |  | 0.84241 |  |  |  | 0
[10 empty] | -0.7793 |  | 0.8293 |  |  |  | 0
[10 empty] | -0.7742 |  | 0.8242 |  |  |  | 0
[10 empty] | -0.79562 |  | 0.84562 |  |  |  | 0
[10 empty] | -0.77482 |  | 0.82482 |  |  |  | 0
[10 empty] | -0.7925 |  | 0.8425 |  |  |  | 0
[10 empty] | -0.80116 |  | 0.85116 |  |  |  | 0
[10 empty] | -0.75898 |  | 0.80898 |  |  |  | 0
[10 empty] | -0.75121 |  | 0.80121 |  |  |  | 0
[10 empty] | -0.70405 |  | 0.75405 |  |  |  | 0
[10 empty] | -0.70306 |  | 0.75306 |  |  |  | 0
[10 empty] | -0.70138 |  | 0.75138 |  |  |  | 0
[10 empty] | -0.68493 |  | 0.73493 |  |  |  | 0
[10 empty] | -0.64344 |  | 0.69344 |  |  |  | 0
[10 empty] | -0.64496 |  | 0.69496 |  |  |  | 0
[10 empty] | -0.65132 |  | 0.70132 |  |  |  | 0
[10 empty] | -0.65286 |  | 0.70286 |  |  |  | 0
[10 empty] | -0.60475 |  | 0.65475 |  |  |  | 0
[10 empty] | -0.62619 |  | 0.67619 |  |  |  | 0
[10 empty] | -0.63628 |  | 0.68628 |  |  |  | 0
[10 empty] | -0.63893 |  | 0.68893 |  |  |  | 0
[10 empty] | -0.64182 |  | 0.69182 |  |  |  | 0
[10 empty] | -0.60456 |  | 0.65456 |  |  |  | 0
[10 empty] | -0.64714 |  | 0.69714 |  |  |  | 0
[10 empty] | -0.65392 |  | 0.70392 |  |  |  | 0
[10 empty] | -0.61126 |  | 0.66126 |  |  |  | 0
[10 empty] | -0.64373 |  | 0.69373 |  |  |  | 0
[10 empty] | -0.65733 |  | 0.70733 |  |  |  | 0
[10 empty] | -0.66162 |  | 0.71162 |  |  |  | 0
[10 empty] | -0.66591 |  | 0.71591 |  |  |  | 0
[10 empty] | -0.70988 |  | 0.75988 |  |  |  | 0
[10 empty] | -0.74805 |  | 0.79805 |  |  |  | 0
[10 empty] | -0.74308 |  | 0.79308 |  |  |  | 0
[10 empty] | -0.78041 |  | 0.83041 |  |  |  | 0
[10 empty] | -0.74844 |  | 0.79844 |  |  |  | 0
[10 empty] | -0.71467 |  | 0.76467 |  |  |  | 0
[10 empty] | -0.76327 |  | 0.81327 |  |  |  | 0
[10 empty] | -0.72317 |  | 0.77317 |  |  |  | 0
[10 empty] | -0.75804 |  | 0.80804 |  |  |  | 0
[10 empty] | -0.75239 |  | 0.80239 |  |  |  | 0
[10 empty] | -0.79686 |  | 0.84686 |  |  |  | 0
[10 empty] | -0.75133 |  | 0.80133 |  |  |  | 0
[10 empty] | -0.71627 |  | 0.76627 |  |  |  | 0
[10 empty] | -0.7502 |  | 0.8002 |  |  |  | 0
[10 empty] | -0.77503 |  | 0.82503 |  |  |  | 0
[10 empty] | -0.8178 |  | 0.8678 |  |  |  | 0
[10 empty] | -0.83129 |  | 0.88129 |  |  |  | 0
[10 empty] | -0.86427 |  | 0.91427 |  |  |  | 0
[10 empty] | -0.88539 |  | 0.93539 |  |  |  | 0
[10 empty] | -0.92552 |  | 0.97552 |  |  |  | 0
[10 empty] | -0.94615 |  | 0.99615 |  |  |  | 0
[10 empty] | -0.93744 |  | 0.98744 |  |  |  | 0
[10 empty] | -0.93629 |  | 0.98629 |  |  |  | 0
[10 empty] | -0.92079 |  | 0.97079 |  |  |  | 0
[10 empty] | -0.93339 |  | 0.98339 |  |  |  | 0
[10 empty] | -0.90465 |  | 0.95465 |  |  |  | 0
[10 empty] | -0.94503 |  | 0.99503 |  |  |  | 0
[10 empty] | -0.92608 |  | 0.97608 |  |  |  | 0
[10 empty] | -0.90822 |  | 0.95822 |  |  |  | 0
[10 empty] | -0.88491 |  | 0.93491 |  |  |  | 0
[10 empty] | -0.89884 |  | 0.94884 |  |  |  | 0
[10 empty] | -0.86424 |  | 0.91424 |  |  |  | 0
[10 empty] | -0.8421 |  | 0.8921 |  |  |  | 0
[10 empty] | -0.85124 |  | 0.90124 |  |  |  | 0
[10 empty] | -0.88387 |  | 0.93387 |  |  |  | 0
[10 empty] | -0.83705 |  | 0.88705 |  |  |  | 0
[10 empty] | -0.82441 |  | 0.87441 |  |  |  | 0
[10 empty] | -0.87192 |  | 0.92192 |  |  |  | 0
[10 empty] | -0.85612 |  | 0.90612 |  |  |  | 0
[10 empty] | -0.82449 |  | 0.87449 |  |  |  | 0
[10 empty] | -0.86485 |  | 0.91485 |  |  |  | 0
[10 empty] | -0.89658 |  | 0.94658 |  |  |  | 0
[10 empty] | -0.89353 |  | 0.94353 |  |  |  | 0
[10 empty] | -0.94287 |  | 0.99287 |  |  |  | 0
[10 empty] | -0.89508 |  | 0.94508 |  |  |  | 0
[10 empty] | -0.88259 |  | 0.93259 |  |  |  | 0
[10 empty] | -0.89273 |  | 0.94273 |  |  |  | 0
[10 empty] | -0.85842 |  | 0.90842 |  |  |  | 0
[10 empty] | -0.84658 |  | 0.89658 |  |  |  | 0
[10 empty] | -0.8157 |  | 0.8657 |  |  |  | 0
[10 empty] | -0.86113 |  | 0.91113 |  |  |  | 0
[10 empty] | -0.88294 |  | 0.93294 |  |  |  | 0
[10 empty] | -0.85399 |  | 0.90399 |  |  |  | 0
[10 empty] | -0.8284 |  | 0.8784 |  |  |  | 0
[10 empty] | -0.83164 |  | 0.88164 |  |  |  | 0
[10 empty] | -0.84174 |  | 0.89174 |  |  |  | 0
[10 empty] | -0.84298 |  | 0.89298 |  |  |  | 0
[10 empty] | -0.8859 |  | 0.9359 |  |  |  | 0
[10 empty] | -0.91884 |  | 0.96884 |  |  |  | 0
[10 empty] | -0.90785 |  | 0.95785 |  |  |  | 0
[10 empty] | -0.95357 |  | 1.0036 |  |  |  | 0
[10 empty] | -0.98476 |  | 1.0348 |  |  |  | 0
[10 empty] | -0.94937 |  | 0.99937 |  |  |  | 0
[10 empty] | -0.90393 |  | 0.95393 |  |  |  | 0
[10 empty] | -0.87761 |  | 0.92761 |  |  |  | 0
[10 empty] | -0.90839 |  | 0.95839 |  |  |  | 0
[10 empty] | -0.93296 |  | 0.98296 |  |  |  | 0
[10 empty] | -0.93673 |  | 0.98673 |  |  |  | 0
[10 empty] | -0.94787 |  | 0.99787 |  |  |  | 0
[10 empty] | -0.90895 |  | 0.95895 |  |  |  | 0
[10 empty] | -0.94645 |  | 0.99645 |  |  |  | 0
[10 empty] | -0.98272 |  | 1.0327 |  |  |  | 0
[10 empty] | -0.9999 |  | 1.0499 |  |  |  | 0
[10 empty] | -0.9999 |  | 1.0499 |  |  |  | 0
[10 empty] | -0.97705 |  | 1.027 |  |  |  | 0
[10 empty] | -0.96568 |  | 1.0157 |  |  |  | 0
[10 empty] | -0.93165 |  | 0.98165 |  |  |  | 0
[10 empty] | -0.97479 |  | 1.0248 |  |  |  | 0
[10 empty] | -0.9999 |  | 1.0499 |  |  |  | 0
[10 empty] | -0.99627 |  | 1.0463 |  |  |  | 0
[10 empty] | -0.95868 |  | 1.0087 |  |  |  | 0
[10 empty] | -0.9999 |  | 1.0499 |  |  |  | 0
[10 empty] | -0.9999 |  | 1.0499 |  |  |  | 0
[10 empty] | -0.9999 |  | 1.0499 |  |  |  | 0
[10 empty] | -0.9999 |  | 1.0499 |  |  |  | 0
[10 empty] | -0.9999 |  | 1.0499 |  |  |  | 0
[10 empty] | -0.9999 |  | 1.0499 |  |  |  | 0
[10 empty] | -0.9999 |  | 1.0499 |  |  |  | 0
[10 empty] | -0.99024 |  | 1.0402 |  |  |  | 0
[10 empty] | -0.9999 |  | 1.0499 |  |  |  | 0
[10 empty] | -0.9999 |  | 1.0499 |  |  |  | 0
[10 empty] | -0.9999 |  | 1.0499 |  |  |  | 0
[10 empty] | -0.9999 |  | 1.0499 |  |  |  | 0
[10 empty] | -0.9999 |  | 1.0499 |  |  |  | 0
[10 empty] | -0.96472 |  | 1.0147 |  |  |  | 0
[10 empty] | -0.98738 |  | 1.0374 |  |  |  | 0
[10 empty] | -0.94866 |  | 0.99866 |  |  |  | 0
[10 empty] | -0.95528 |  | 1.0053 |  |  |  | 0
[10 empty] | -0.92228 |  | 0.97228 |  |  |  | 0
[10 empty] | -0.96941 |  | 1.0194 |  |  |  | 0
[10 empty] | -0.98502 |  | 1.035 |  |  |  | 0
[10 empty] | -0.95137 |  | 1.0014 |  |  |  | 0
[10 empty] | -0.97524 |  | 1.0252 |  |  |  | 0
[10 empty] | -0.94082 |  | 0.99082 |  |  |  | 0
[10 empty] | -0.9031 |  | 0.9531 |  |  |  | 0
[10 empty] | -0.90117 |  | 0.95117 |  |  |  | 0
[10 empty] | -0.88042 |  | 0.93042 |  |  |  | 0
[10 empty] | -0.89234 |  | 0.94234 |  |  |  | 0
[10 empty] | -0.85832 |  | 0.90832 |  |  |  | 0
[10 empty] | -0.85752 |  | 0.90752 |  |  |  | 0
[10 empty] | -0.87385 |  | 0.92385 |  |  |  | 0
[10 empty] | -0.84394 |  | 0.89394 |  |  |  | 0
[10 empty] | -0.82857 |  | 0.87857 |  |  |  | 0
[10 empty] | -0.82504 |  | 0.87504 |  |  |  | 0
[10 empty] | -0.82984 |  | 0.87984 |  |  |  | 0
[10 empty] | -0.81748 |  | 0.86748 |  |  |  | 0
[10 empty] | -0.86609 |  | 0.91609 |  |  |  | 0
[10 empty] | -0.81965 |  | 0.86965 |  |  |  | 0
[10 empty] | -0.85881 |  | 0.90881 |  |  |  | 0
[10 empty] | -0.81887 |  | 0.86887 |  |  |  | 0
[10 empty] | -0.78502 |  | 0.83502 |  |  |  | 0
[10 empty] | -0.75899 |  | 0.80899 |  |  |  | 0
[10 empty] | -0.72825 |  | 0.77825 |  |  |  | 0
[10 empty] | -0.76464 |  | 0.81464 |  |  |  | 0
[10 empty] | -0.72711 |  | 0.77711 |  |  |  | 0
[10 empty] | -0.74938 |  | 0.79938 |  |  |  | 0
[10 empty] | -0.70053 |  | 0.75053 |  |  |  | 0
[10 empty] | -0.68815 |  | 0.73815 |  |  |  | 0
[10 empty] | -0.6946 |  | 0.7446 |  |  |  | 0
[10 empty] | -0.70046 |  | 0.75046 |  |  |  | 0
[10 empty] | -0.73087 |  | 0.78087 |  |  |  | 0
[10 empty] | -0.75335 |  | 0.80335 |  |  |  | 0
[10 empty] | -0.75228 |  | 0.80228 |  |  |  | 0
[10 empty] | -0.73307 |  | 0.78307 |  |  |  | 0
[10 empty] | -0.74676 |  | 0.79676 |  |  |  | 0
[10 empty] | -0.75558 |  | 0.80558 |  |  |  | 0
[10 empty] | -0.78312 |  | 0.83312 |  |  |  | 0
[10 empty] | -0.76813 |  | 0.81813 |  |  |  | 0
[10 empty] | -0.78485 |  | 0.83485 |  |  |  | 0
[10 empty] | -0.80103 |  | 0.85103 |  |  |  | 0
[10 empty] | -0.82462 |  | 0.87462 |  |  |  | 0
[10 empty] | -0.85798 |  | 0.90798 |  |  |  | 0
[10 empty] | -0.85838 |  | 0.90838 |  |  |  | 0
[10 empty] | -0.83412 |  | 0.88412 |  |  |  | 0
[10 empty] | -0.83733 |  | 0.88733 |  |  |  | 0
[10 empty] | -0.81906 |  | 0.86906 |  |  |  | 0
[10 empty] | -0.83929 |  | 0.88929 |  |  |  | 0
[10 empty] | -0.8226 |  | 0.8726 |  |  |  | 0
[10 empty] | -0.78328 |  | 0.83328 |  |  |  | 0
[10 empty] | -0.82146 |  | 0.87146 |  |  |  | 0
[10 empty] | -0.78144 |  | 0.83144 |  |  |  | 0
[10 empty] | -0.77529 |  | 0.82529 |  |  |  | 0
[10 empty] | -0.75018 |  | 0.80018 |  |  |  | 0
[10 empty] | -0.73619 |  | 0.78619 |  |  |  | 0
[10 empty] | -0.69784 |  | 0.74784 |  |  |  | 0
[10 empty] | -0.7256 |  | 0.7756 |  |  |  | 0
[10 empty] | -0.74471 |  | 0.79471 |  |  |  | 0
[10 empty] | -0.78648 |  | 0.83648 |  |  |  | 0
[10 empty] | -0.76611 |  | 0.81611 |  |  |  | 0
[10 empty] | -0.80622 |  | 0.85622 |  |  |  | 0
[10 empty] | -0.83148 |  | 0.88148 |  |  |  | 0
[10 empty] | -0.81811 |  | 0.86811 |  |  |  | 0
[10 empty] | -0.7702 |  | 0.8202 |  |  |  | 0
[10 empty] | -0.77578 |  | 0.82578 |  |  |  | 0
[10 empty] | -0.81817 |  | 0.86817 |  |  |  | 0
[10 empty] | -0.82084 |  | 0.87084 |  |  |  | 0
[10 empty] | -0.79935 |  | 0.84935 |  |  |  | 0
[10 empty] | -0.80292 |  | 0.85292 |  |  |  | 0
[10 empty] | -0.80866 |  | 0.85866 |  |  |  | 0
[10 empty] | -0.78176 |  | 0.83176 |  |  |  | 0
[10 empty] | -0.82518 |  | 0.87518 |  |  |  | 0
[10 empty] | -0.79747 |  | 0.84747 |  |  |  | 0
[10 empty] | -0.80219 |  | 0.85219 |  |  |  | 0
[10 empty] | -0.82552 |  | 0.87552 |  |  |  | 0
[10 empty] | -0.82646 |  | 0.87646 |  |  |  | 0
[10 empty] | -0.82187 |  | 0.87187 |  |  |  | 0
[10 empty] | -0.82727 |  | 0.87727 |  |  |  | 0
[10 empty] | -0.84532 |  | 0.89532 |  |  |  | 0
[10 empty] | -0.83475 |  | 0.88475 |  |  |  | 0
[10 empty] | -0.79643 |  | 0.84643 |  |  |  | 0
[10 empty] | -0.77355 |  | 0.82355 |  |  |  | 0
[10 empty] | -0.78245 |  | 0.83245 |  |  |  | 0
[10 empty] | -0.82701 |  | 0.87701 |  |  |  | 0
[10 empty] | -0.8626 |  | 0.9126 |  |  |  | 0
[10 empty] | -0.89777 |  | 0.94777 |  |  |  | 0
[10 empty] | -0.90535 |  | 0.95535 |  |  |  | 0
[10 empty] | -0.90419 |  | 0.95419 |  |  |  | 0
[10 empty] | -0.90057 |  | 0.95057 |  |  |  | 0
[10 empty] | -0.94085 |  | 0.99085 |  |  |  | 0
[10 empty] | -0.93141 |  | 0.98141 |  |  |  | 0
[10 empty] | -0.8941 |  | 0.9441 |  |  |  | 0
[10 empty] | -0.91978 |  | 0.96978 |  |  |  | 0
[10 empty] | -0.87242 |  | 0.92242 |  |  |  | 0
[10 empty] | -0.88222 |  | 0.93222 |  |  |  | 0
[10 empty] | -0.84363 |  | 0.89363 |  |  |  | 0
[10 empty] | -0.812 |  | 0.862 |  |  |  | 0
[10 empty] | -0.7802 |  | 0.8302 |  |  |  | 0
[10 empty] | -0.74793 |  | 0.79793 |  |  |  | 0
[10 empty] | -0.7544 |  | 0.8044 |  |  |  | 0
[10 empty] | -0.76446 |  | 0.81446 |  |  |  | 0
[10 empty] | -0.79697 |  | 0.84697 |  |  |  | 0
[10 empty] | -0.78348 |  | 0.83348 |  |  |  | 0
[10 empty] | -0.76719 |  | 0.81719 |  |  |  | 0
[10 empty] | -0.81138 |  | 0.86138 |  |  |  | 0
[10 empty] | -0.86033 |  | 0.91033 |  |  |  | 0
[10 empty] | -0.90328 |  | 0.95328 |  |  |  | 0
[10 empty] | -0.86956 |  | 0.91956 |  |  |  | 0
[10 empty] | -0.91869 |  | 0.96869 |  |  |  | 0
[10 empty] | -0.9193 |  | 0.9693 |  |  |  | 0
[10 empty] | -0.94934 |  | 0.99934 |  |  |  | 0
[10 empty] | -0.91976 |  | 0.96976 |  |  |  | 0
[10 empty] | -0.88376 |  | 0.93376 |  |  |  | 0
[10 empty] | -0.87424 |  | 0.92424 |  |  |  | 0
[10 empty] | -0.89175 |  | 0.94175 |  |  |  | 0
[10 empty] | -0.90738 |  | 0.95738 |  |  |  | 0
[10 empty] | -0.90085 |  | 0.95085 |  |  |  | 0
[10 empty] | -0.93221 |  | 0.98221 |  |  |  | 0
[10 empty] | -0.97818 |  | 1.0282 |  |  |  | 0
[10 empty] | -0.9999 |  | 1.0499 |  |  |  | 0
[10 empty] | -0.9999 |  | 1.0499 |  |  |  | 0
[10 empty] | -0.9999 |  | 1.0499 |  |  |  | 0
[10 empty] | -0.95558 |  | 1.0056 |  |  |  | 0
[10 empty] | -0.98805 |  | 1.038 |  |  |  | 0
[10 empty] | -0.96561 |  | 1.0156 |  |  |  | 0
[10 empty] | -0.94885 |  | 0.99885 |  |  |  | 0
[10 empty] | -0.97657 |  | 1.0266 |  |  |  | 0
[10 empty] | -0.92714 |  | 0.97714 |  |  |  | 0
[10 empty] | -0.95406 |  | 1.0041 |  |  |  | 0
[10 empty] | -0.97964 |  | 1.0296 |  |  |  | 0
[10 empty] | -0.94329 |  | 0.99329 |  |  |  | 0
[10 empty] | -0.9684 |  | 1.0184 |  |  |  | 0
[10 empty] | -0.97395 |  | 1.024 |  |  |  | 0
[10 empty] | -0.98688 |  | 1.0369 |  |  |  | 0
[10 empty] | -0.95449 |  | 1.0045 |  |  |  | 0
[10 empty] | -0.96887 |  | 1.0189 |  |  |  | 0
[10 empty] | -0.9999 |  | 1.0499 |  |  |  | 0
[10 empty] | -0.98825 |  | 1.0383 |  |  |  | 0
[10 empty] | -0.95918 |  | 1.0092 |  |  |  | 0
[10 empty] | -0.96672 |  | 1.0167 |  |  |  | 0
[10 empty] | -0.97566 |  | 1.0257 |  |  |  | 0
[10 empty] | -0.97363 |  | 1.0236 |  |  |  | 0
[10 empty] | -0.96284 |  | 1.0128 |  |  |  | 0
[10 empty] | -0.97371 |  | 1.0237 |  |  |  | 0
[10 empty] | -0.9999 |  | 1.0499 |  |  |  | 0
[10 empty] | -0.9999 |  | 1.0499 |  |  |  | 0
[10 empty] | -0.99666 |  | 1.0467 |  |  |  | 0
[10 empty] | -0.96623 |  | 1.0162 |  |  |  | 0
[10 empty] | -0.93038 |  | 0.98038 |  |  |  | 0
[10 empty] | -0.90631 |  | 0.95631 |  |  |  | 0
[10 empty] | -0.9094 |  | 0.9594 |  |  |  | 0
[10 empty] | -0.91968 |  | 0.96968 |  |  |  | 0
[10 empty] | -0.9539 |  | 1.0039 |  |  |  | 0
[10 empty] | -0.95309 |  | 1.0031 |  |  |  | 0
[10 empty] | -0.93108 |  | 0.98108 |  |  |  | 0
[10 empty] | -0.92264 |  | 0.97264 |  |  |  | 0
[10 empty] | -0.9584 |  | 1.0084 |  |  |  | 0
[10 empty] | -0.97493 |  | 1.0249 |  |  |  | 0
[10 empty] | -0.9999 |  | 1.0499 |  |  |  | 0
[10 empty] | -0.9999 |  | 1.0499 |  |  |  | 0
[10 empty] | -0.9999 |  | 1.0499 |  |  |  | 0
[10 empty] | -0.9999 |  | 1.0499 |  |  |  | 0
[10 empty] | -0.99394 |  | 1.0439 |  |  |  | 0
[10 empty] | -0.9999 |  | 1.0499 |  |  |  | 0
[10 empty] | -0.9999 |  | 1.0499 |  |  |  | 0
[10 empty] | -0.95237 |  | 1.0024 |  |  |  | 0
[10 empty] | -0.95382 |  | 1.0038 |  |  |  | 0
[10 empty] | -0.9999 |  | 1.0499 |  |  |  | 0
[10 empty] | -0.96139 |  | 1.0114 |  |  |  | 0
[10 empty] | -0.96266 |  | 1.0127 |  |  |  | 0
[10 empty] | -0.93759 |  | 0.98759 |  |  |  | 0
[10 empty] | -0.92 |  | 0.97 |  |  |  | 0
[10 empty] | -0.90299 |  | 0.95299 |  |  |  | 0
[10 empty] | -0.85516 |  | 0.90516 |  |  |  | 0
[10 empty] | -0.87405 |  | 0.92405 |  |  |  | 0
[10 empty] | -0.86131 |  | 0.91131 |  |  |  | 0
[10 empty] | -0.90015 |  | 0.95015 |  |  |  | 0
[10 empty] | -0.86488 |  | 0.91488 |  |  |  | 0
[10 empty] | -0.86847 |  | 0.91847 |  |  |  | 0
[10 empty] | -0.82365 |  | 0.87365 |  |  |  | 0
[10 empty] | -0.79961 |  | 0.84961 |  |  |  | 0
[10 empty] | -0.75403 |  | 0.80403 |  |  |  | 0
[10 empty] | -0.74674 |  | 0.79674 |  |  |  | 0
[10 empty] | -0.76515 |  | 0.81515 |  |  |  | 0
[10 empty] | -0.74237 |  | 0.79237 |  |  |  | 0
[10 empty] | -0.70434 |  | 0.75434 |  |  |  | 0
[10 empty] | -0.68966 |  | 0.73966 |  |  |  | 0
[10 empty] | -0.65299 |  | 0.70299 |  |  |  | 0
[10 empty] | -0.6613 |  | 0.7113 |  |  |  | 0
[10 empty] | -0.68247 |  | 0.73247 |  |  |  | 0
[10 empty] | -0.64176 |  | 0.69176 |  |  |  | 0
[10 empty] | -0.62556 |  | 0.67556 |  |  |  | 0
[10 empty] | -0.59033 |  | 0.64033 |  |  |  | 0
[10 empty] | -0.61516 |  | 0.66516 |  |  |  | 0
[10 empty] | -0.57845 |  | 0.62845 |  |  |  | 0
[10 empty] | -0.57912 |  | 0.62912 |  |  |  | 0
[10 empty] | -0.57929 |  | 0.62929 |  |  |  | 0
[10 empty] | -0.59805 |  | 0.64805 |  |  |  | 0
[10 empty] | -0.62406 |  | 0.67406 |  |  |  | 0
[10 empty] | -0.66186 |  | 0.71186 |  |  |  | 0
[10 empty] | -0.65721 |  | 0.70721 |  |  |  | 0
[10 empty] | -0.70292 |  | 0.75292 |  |  |  | 0
[10 empty] | -0.68281 |  | 0.73281 |  |  |  | 0
[10 empty] | -0.66499 |  | 0.71499 |  |  |  | 0
[10 empty] | -0.66068 |  | 0.71068 |  |  |  | 0
[10 empty] | -0.63285 |  | 0.68285 |  |  |  | 0
[10 empty] | -0.67913 |  | 0.72913 |  |  |  | 0
[10 empty] | -0.69799 |  | 0.74799 |  |  |  | 0
[10 empty] | -0.71705 |  | 0.76705 |  |  |  | 0
[10 empty] | -0.76641 |  | 0.81641 |  |  |  | 0
[10 empty] | -0.80106 |  | 0.85106 |  |  |  | 0
[10 empty] | -0.807 |  | 0.857 |  |  |  | 0
[10 empty] | -0.81648 |  | 0.86648 |  |  |  | 0
[10 empty] | -0.85096 |  | 0.90096 |  |  |  | 0
Note on A7: [Threaded comment] Your version of Excel allows you to read this threaded comment; however, any edits to it will get removed if the file is opened in a newer version of Excel. Learn more: https://go.microsoft.com/fwlink/?linkid=870924 Comment: Specificy the year like 2025 / 2027 / 2029 -> would simulate over these year for the values proposed below

## Connections
Connections |  |  | 1 | 2 | 3 | 4 | 5
Name | string | name | MV_20kV | DNHeating | HV_200kW | LV_400V | DC_400V
Commodity | string | NaM_indicative | Electricity | Heat | Electricity | Electricity | Electricity
Type | [] | connection_type | connection_type_normal | connection_type_normal | connection_type_normal | connection_type_normal | connection_type_normal
Efficiency | % | fix_ratio_out_in_connection_flow(from_node_to_node) | 90% | 85% | 95% | 85% | 95%
Investments
Investment Cost | CHF | connection_investment_cost | 15000 |  | 30000 |  | 10000
Economic lifetime | duration | connection_investment_econ_lifetime | 50Y |  | 50Y |  | 10Y
Technical lifetime | duration | connection_investment_tech_lifetime | 50Y |  | 50Y |  | 10Y
Investment type |  |  | Continuous |  | Integer |  | Integer
Investment type | [] | connection_investment_variable_type | connection_investment_variable_type_continuous |  | connection_investment_variable_type_integer |  | connection_investment_variable_type_integer
Discount rate (technology specific) | [] | connection_discount_rate_technology_specific
Decommissionning cost | CHF | connection_decommissioning_cost
Decommissionning time | duration | connection_decommissioning_time
Lead time | duration | connection_lead_time